## bus
| name | vn_kv | type | zone | in_service
0 | bus_MV_1_0_node_0 | 20 | n |  | TRUE
1 | bus_MV_1_0_node_1 | 20 | n |  | TRUE
2 | bus_MV_1_0_node_2 | 20 | n |  | TRUE
3 | bus_MV_1_0_node_36 | 20 | n |  | TRUE
4 | bus_MV_1_0_node_37 | 20 | n |  | TRUE
5 | bus_MV_1_0_node_171 | 20 | n |  | TRUE
6 | bus_MV_1_0_node_28 | 20 | n |  | TRUE
7 | bus_MV_1_0_node_101 | 20 | n |  | TRUE
8 | bus_MV_1_0_node_164 | 20 | n |  | TRUE
9 | bus_MV_1_0_node_3 | 20 | n |  | TRUE
10 | bus_MV_1_0_node_4 | 20 | n |  | TRUE
11 | bus_MV_1_0_node_5 | 20 | n |  | TRUE
12 | bus_MV_1_0_node_7 | 20 | n |  | TRUE
13 | bus_MV_1_0_node_38 | 20 | n |  | TRUE
14 | bus_MV_1_0_node_145 | 20 | n |  | TRUE
15 | bus_MV_1_0_node_173 | 20 | n |  | TRUE
16 | bus_MV_1_0_node_181 | 20 | n |  | TRUE
17 | bus_MV_1_0_node_32 | 20 | n |  | TRUE
18 | bus_MV_1_0_node_26 | 20 | n |  | TRUE
19 | bus_MV_1_0_node_29 | 20 | n |  | TRUE
20 | bus_MV_1_0_node_34 | 20 | n |  | TRUE
21 | bus_MV_1_0_node_25 | 20 | n |  | TRUE
22 | bus_MV_1_0_node_16 | 20 | n |  | TRUE
23 | bus_MV_1_0_node_8 | 20 | n |  | TRUE
24 | bus_MV_1_0_node_183 | 20 | n |  | TRUE
25 | bus_MV_1_0_node_9 | 20 | n |  | TRUE
26 | bus_MV_1_0_node_10 | 20 | n |  | TRUE
27 | bus_MV_1_0_node_144 | 20 | n |  | TRUE
28 | bus_MV_1_0_node_12 | 20 | n |  | TRUE
29 | bus_MV_1_0_node_13 | 20 | n |  | TRUE
30 | bus_MV_1_0_node_180 | 20 | n |  | TRUE
31 | bus_MV_1_0_node_14 | 20 | n |  | TRUE
32 | bus_MV_1_0_node_15 | 20 | n |  | TRUE
33 | bus_MV_1_0_node_33 | 20 | n |  | TRUE
34 | bus_MV_1_0_node_182 | 20 | n |  | TRUE
35 | bus_MV_1_0_node_17 | 20 | n |  | TRUE
36 | bus_MV_1_0_node_18 | 20 | n |  | TRUE
37 | bus_MV_1_0_node_19 | 20 | n |  | TRUE
38 | bus_MV_1_0_node_20 | 20 | n |  | TRUE
39 | bus_MV_1_0_node_22 | 20 | n |  | TRUE
40 | bus_MV_1_0_node_165 | 20 | n |  | TRUE
41 | bus_MV_1_0_node_35 | 20 | n |  | TRUE
42 | bus_MV_1_0_node_177 | 20 | n |  | TRUE
43 | bus_MV_1_0_node_21 | 20 | n |  | TRUE
44 | bus_MV_1_0_node_23 | 20 | n |  | TRUE
45 | bus_MV_1_0_node_146 | 20 | n |  | TRUE
46 | bus_MV_1_0_node_143 | 20 | n |  | TRUE
47 | bus_MV_1_0_node_31 | 20 | n |  | TRUE
48 | bus_MV_1_0_node_24 | 20 | n |  | TRUE
49 | bus_MV_1_0_node_55 | 20 | n |  | TRUE
50 | bus_MV_1_0_node_30 | 20 | n |  | TRUE
51 | bus_MV_1_0_node_27 | 20 | n |  | TRUE
52 | bus_MV_1_0_node_39 | 20 | n |  | TRUE
53 | bus_MV_1_0_node_40 | 20 | n |  | TRUE
54 | bus_MV_1_0_node_41 | 20 | n |  | TRUE
55 | bus_MV_1_0_node_42 | 20 | n |  | TRUE
56 | bus_MV_1_0_node_43 | 20 | n |  | TRUE
57 | bus_MV_1_0_node_123 | 20 | n |  | TRUE
58 | bus_MV_1_0_node_170 | 20 | n |  | TRUE
59 | bus_MV_1_0_node_166 | 20 | n |  | TRUE
60 | bus_MV_1_0_node_87 | 20 | n |  | TRUE
61 | bus_MV_1_0_node_175 | 20 | n |  | TRUE
62 | bus_MV_1_0_node_44 | 20 | n |  | TRUE
63 | bus_MV_1_0_node_47 | 20 | n |  | TRUE
64 | bus_MV_1_0_node_53 | 20 | n |  | TRUE
65 | bus_MV_1_0_node_54 | 20 | n |  | TRUE
66 | bus_MV_1_0_node_45 | 20 | n |  | TRUE
67 | bus_MV_1_0_node_178 | 20 | n |  | TRUE
68 | bus_MV_1_0_node_46 | 20 | n |  | TRUE
69 | bus_MV_1_0_node_176 | 20 | n |  | TRUE
70 | bus_MV_1_0_node_48 | 20 | n |  | TRUE
71 | bus_MV_1_0_node_49 | 20 | n |  | TRUE
72 | bus_MV_1_0_node_50 | 20 | n |  | TRUE
73 | bus_MV_1_0_node_51 | 20 | n |  | TRUE
74 | bus_MV_1_0_node_52 | 20 | n |  | TRUE
75 | bus_MV_1_0_node_57 | 20 | n |  | TRUE
76 | bus_MV_1_0_node_99 | 20 | n |  | TRUE
77 | bus_MV_1_0_node_98 | 20 | n |  | TRUE
78 | bus_MV_1_0_node_58 | 20 | n |  | TRUE
79 | bus_MV_1_0_node_59 | 20 | n |  | TRUE
80 | bus_MV_1_0_node_62 | 20 | n |  | TRUE
81 | bus_MV_1_0_node_168 | 20 | n |  | TRUE
82 | bus_MV_1_0_node_64 | 20 | n |  | TRUE
83 | bus_MV_1_0_node_60 | 20 | n |  | TRUE
84 | bus_MV_1_0_node_61 | 20 | n |  | TRUE
85 | bus_MV_1_0_node_93 | 20 | n |  | TRUE
86 | bus_MV_1_0_node_94 | 20 | n |  | TRUE
87 | bus_MV_1_0_node_119 | 20 | n |  | TRUE
88 | bus_MV_1_0_node_90 | 20 | n |  | TRUE
89 | bus_MV_1_0_node_169 | 20 | n |  | TRUE
90 | bus_MV_1_0_node_133 | 20 | n |  | TRUE
91 | bus_MV_1_0_node_158 | 20 | n |  | TRUE
92 | bus_MV_1_0_node_132 | 20 | n |  | TRUE
93 | bus_MV_1_0_node_80 | 20 | n |  | TRUE
94 | bus_MV_1_0_node_73 | 20 | n |  | TRUE
95 | bus_MV_1_0_node_174 | 20 | n |  | TRUE
96 | bus_MV_1_0_node_105 | 20 | n |  | TRUE
97 | bus_MV_1_0_node_107 | 20 | n |  | TRUE
98 | bus_MV_1_0_node_63 | 20 | n |  | TRUE
99 | bus_MV_1_0_node_68 | 20 | n |  | TRUE
100 | bus_MV_1_0_node_81 | 20 | n |  | TRUE
101 | bus_MV_1_0_node_82 | 20 | n |  | TRUE
102 | bus_MV_1_0_node_179 | 20 | n |  | TRUE
103 | bus_MV_1_0_node_67 | 20 | n |  | TRUE
104 | bus_MV_1_0_node_69 | 20 | n |  | TRUE
105 | bus_MV_1_0_node_66 | 20 | n |  | TRUE
106 | bus_MV_1_0_node_65 | 20 | n |  | TRUE
107 | bus_MV_1_0_node_70 | 20 | n |  | TRUE
108 | bus_MV_1_0_node_71 | 20 | n |  | TRUE
109 | bus_MV_1_0_node_72 | 20 | n |  | TRUE
110 | bus_MV_1_0_node_74 | 20 | n |  | TRUE
111 | bus_MV_1_0_node_75 | 20 | n |  | TRUE
112 | bus_MV_1_0_node_77 | 20 | n |  | TRUE
113 | bus_MV_1_0_node_163 | 20 | n |  | TRUE
114 | bus_MV_1_0_node_76 | 20 | n |  | TRUE
115 | bus_MV_1_0_node_142 | 20 | n |  | TRUE
116 | bus_MV_1_0_node_147 | 20 | n |  | TRUE
117 | bus_MV_1_0_node_172 | 20 | n |  | TRUE
118 | bus_MV_1_0_node_97 | 20 | n |  | TRUE
119 | bus_MV_1_0_node_153 | 20 | n |  | TRUE
120 | bus_MV_1_0_node_131 | 20 | n |  | TRUE
121 | bus_MV_1_0_node_96 | 20 | n |  | TRUE
122 | bus_MV_1_0_node_78 | 20 | n |  | TRUE
123 | bus_MV_1_0_node_130 | 20 | n |  | TRUE
124 | bus_MV_1_0_node_150 | 20 | n |  | TRUE
125 | bus_MV_1_0_node_83 | 20 | n |  | TRUE
126 | bus_MV_1_0_node_79 | 20 | n |  | TRUE
127 | bus_MV_1_0_node_160 | 20 | n |  | TRUE
128 | bus_MV_1_0_node_112 | 20 | n |  | TRUE
129 | bus_MV_1_0_node_84 | 20 | n |  | TRUE
130 | bus_MV_1_0_node_129 | 20 | n |  | TRUE
131 | bus_MV_1_0_node_118 | 20 | n |  | TRUE
132 | bus_MV_1_0_node_149 | 20 | n |  | TRUE
133 | bus_MV_1_0_node_117 | 20 | n |  | TRUE
134 | bus_MV_1_0_node_85 | 20 | n |  | TRUE
135 | bus_MV_1_0_node_88 | 20 | n |  | TRUE
136 | bus_MV_1_0_node_86 | 20 | n |  | TRUE
137 | bus_MV_1_0_node_92 | 20 | n |  | TRUE
138 | bus_MV_1_0_node_154 | 20 | n |  | TRUE
139 | bus_MV_1_0_node_122 | 20 | n |  | TRUE
140 | bus_MV_1_0_node_127 | 20 | n |  | TRUE
141 | bus_MV_1_0_node_128 | 20 | n |  | TRUE
142 | bus_MV_1_0_node_140 | 20 | n |  | TRUE
143 | bus_MV_1_0_node_125 | 20 | n |  | TRUE
144 | bus_MV_1_0_node_138 | 20 | n |  | TRUE
145 | bus_MV_1_0_node_89 | 20 | n |  | TRUE
146 | bus_MV_1_0_node_91 | 20 | n |  | TRUE
147 | bus_MV_1_0_node_95 | 20 | n |  | TRUE
148 | bus_MV_1_0_node_155 | 20 | n |  | TRUE
149 | bus_MV_1_0_node_141 | 20 | n |  | TRUE
150 | bus_MV_1_0_node_100 | 20 | n |  | TRUE
151 | bus_MV_1_0_node_108 | 20 | n |  | TRUE
152 | bus_MV_1_0_node_103 | 20 | n |  | TRUE
153 | bus_MV_1_0_node_104 | 20 | n |  | TRUE
154 | bus_MV_1_0_node_106 | 20 | n |  | TRUE
155 | bus_MV_1_0_node_116 | 20 | n |  | TRUE
156 | bus_MV_1_0_node_109 | 20 | n |  | TRUE
157 | bus_MV_1_0_node_110 | 20 | n |  | TRUE
158 | bus_MV_1_0_node_115 | 20 | n |  | TRUE
159 | bus_MV_1_0_node_111 | 20 | n |  | TRUE
160 | bus_MV_1_0_node_113 | 20 | n |  | TRUE
161 | bus_MV_1_0_node_114 | 20 | n |  | TRUE
162 | bus_MV_1_0_node_159 | 20 | n |  | TRUE
163 | bus_MV_1_0_node_137 | 20 | n |  | TRUE
164 | bus_MV_1_0_node_135 | 20 | n |  | TRUE
165 | bus_MV_1_0_node_184 | 20 | n |  | TRUE
166 | bus_MV_1_0_node_151 | 20 | n |  | TRUE
167 | bus_MV_1_0_node_152 | 20 | n |  | TRUE
168 | bus_MV_1_0_node_136 | 20 | n |  | TRUE
169 | bus_MV_1_0_node_102 | 20 | n |  | TRUE
170 | bus_MV_1_0_node_120 | 20 | n |  | TRUE
171 | bus_MV_1_0_node_167 | 20 | n |  | TRUE
172 | bus_MV_1_0_node_124 | 20 | n |  | TRUE
173 | bus_MV_1_0_node_126 | 20 | n |  | TRUE
174 | bus_MV_1_0_node_157 | 20 | n |  | TRUE
175 | bus_MV_1_0_node_162 | 20 | n |  | TRUE
176 | bus_MV_1_0_node_156 | 20 | n |  | TRUE
177 | bus_MV_1_0_node_161 | 20 | n |  | TRUE
178 | bus_HV_1_0_node_128 | 110 | n |  | TRUE

## load
| name | bus | p_mw | q_mvar | const_z_percent | const_i_percent | sn_mva | scaling | in_service | type
0 | MV_1_0_load_0 | 0 | 0.37277 | 0.18054 | 0 | 0 |  | 1 | TRUE | wye
1 | MV_1_0_load_36 | 3 | 0.17199 | 0.0833 | 0 | 0 |  | 1 | TRUE | wye
2 | MV_1_0_load_171 | 5 | 0.36593 | 0.17723 | 0 | 0 |  | 1 | TRUE | wye
3 | MV_1_0_load_101 | 7 | 0.058484 | 0.028325 | 0 | 0 |  | 1 | TRUE | wye
4 | MV_1_0_load_164 | 8 | 0.26494 | 0.12831 | 0 | 0 |  | 1 | TRUE | wye
5 | MV_1_0_load_3 | 9 | 0.23163 | 0.11218 | 0 | 0 |  | 1 | TRUE | wye
6 | MV_1_0_load_38 | 13 | 0.16195 | 0.078435 | 0 | 0 |  | 1 | TRUE | wye
7 | MV_1_0_load_145 | 14 | 0.28639 | 0.1387 | 0 | 0 |  | 1 | TRUE | wye
8 | MV_1_0_load_173 | 15 | 0.32238 | 0.15614 | 0 | 0 |  | 1 | TRUE | wye
9 | MV_1_0_load_29 | 19 | 0.20444 | 0.099017 | 0 | 0 |  | 1 | TRUE | wye
10 | MV_1_0_load_34 | 20 | 0.064153 | 0.031071 | 0 | 0 |  | 1 | TRUE | wye
11 | MV_1_0_load_16 | 22 | 0.26155 | 0.12668 | 0 | 0 |  | 1 | TRUE | wye
12 | MV_1_0_load_8 | 23 | 0.19833 | 0.096053 | 0 | 0 |  | 1 | TRUE | wye
13 | MV_1_0_load_183 | 24 | 0.13532 | 0.065539 | 0 | 0 |  | 1 | TRUE | wye
14 | MV_1_0_load_144 | 27 | 0.11251 | 0.054491 | 0 | 0 |  | 1 | TRUE | wye
15 | MV_1_0_load_12 | 28 | 0.228 | 0.11042 | 0 | 0 |  | 1 | TRUE | wye
16 | MV_1_0_load_33 | 33 | 0.34694 | 0.16803 | 0 | 0 |  | 1 | TRUE | wye
17 | MV_1_0_load_182 | 34 | 0.33141 | 0.16051 | 0 | 0 |  | 1 | TRUE | wye
18 | MV_1_0_load_17 | 35 | 0.27688 | 0.1341 | 0 | 0 |  | 1 | TRUE | wye
19 | MV_1_0_load_165 | 40 | 0.32346 | 0.15666 | 0 | 0 |  | 1 | TRUE | wye
20 | MV_1_0_load_177 | 42 | 0.13525 | 0.065504 | 0 | 0 |  | 1 | TRUE | wye
21 | MV_1_0_load_146 | 45 | 0.069876 | 0.033843 | 0 | 0 |  | 1 | TRUE | wye
22 | MV_1_0_load_143 | 46 | 0.19262 | 0.09329 | 0 | 0 |  | 1 | TRUE | wye
23 | MV_1_0_load_31 | 47 | 0.35804 | 0.17341 | 0 | 0 |  | 1 | TRUE | wye
24 | MV_1_0_load_24 | 48 | 0.18176 | 0.088032 | 0 | 0 |  | 1 | TRUE | wye
25 | MV_1_0_load_55 | 49 | 0.087367 | 0.042314 | 0 | 0 |  | 1 | TRUE | wye
26 | MV_1_0_load_27 | 51 | 0.22618 | 0.10954 | 0 | 0 |  | 1 | TRUE | wye
27 | MV_1_0_load_39 | 52 | 0.41462 | 0.20081 | 0 | 0 |  | 1 | TRUE | wye
28 | MV_1_0_load_170 | 58 | 0.28318 | 0.13715 | 0 | 0 |  | 1 | TRUE | wye
29 | MV_1_0_load_166 | 59 | 0.15587 | 0.07549 | 0 | 0 |  | 1 | TRUE | wye
30 | MV_1_0_load_175 | 61 | 0.29856 | 0.1446 | 0 | 0 |  | 1 | TRUE | wye
31 | MV_1_0_load_44 | 62 | 0.37517 | 0.1817 | 0 | 0 |  | 1 | TRUE | wye
32 | MV_1_0_load_47 | 63 | 0.11722 | 0.056771 | 0 | 0 |  | 1 | TRUE | wye
33 | MV_1_0_load_54 | 65 | 0.34369 | 0.16646 | 0 | 0 |  | 1 | TRUE | wye
34 | MV_1_0_load_178 | 67 | 0.38074 | 0.1844 | 0 | 0 |  | 1 | TRUE | wye
35 | MV_1_0_load_176 | 69 | 0.15169 | 0.073466 | 0 | 0 |  | 1 | TRUE | wye
36 | MV_1_0_load_48 | 70 | 0.074783 | 0.036219 | 0 | 0 |  | 1 | TRUE | wye
37 | MV_1_0_load_49 | 71 | 0.13384 | 0.064822 | 0 | 0 |  | 1 | TRUE | wye
38 | MV_1_0_load_52 | 74 | 0.2205 | 0.10679 | 0 | 0 |  | 1 | TRUE | wye
39 | MV_1_0_load_57 | 75 | 0.092484 | 0.044792 | 0 | 0 |  | 1 | TRUE | wye
40 | MV_1_0_load_99 | 76 | 0.1213 | 0.058747 | 0 | 0 |  | 1 | TRUE | wye
41 | MV_1_0_load_58 | 78 | 0.10008 | 0.048472 | 0 | 0 |  | 1 | TRUE | wye
42 | MV_1_0_load_59 | 79 | 0.10823 | 0.052416 | 0 | 0 |  | 1 | TRUE | wye
43 | MV_1_0_load_168 | 81 | 0.11403 | 0.055227 | 0 | 0 |  | 1 | TRUE | wye
44 | MV_1_0_load_60 | 83 | 0.16059 | 0.077775 | 0 | 0 |  | 1 | TRUE | wye
45 | MV_1_0_load_119 | 87 | 0.17315 | 0.083859 | 0 | 0 |  | 1 | TRUE | wye
46 | MV_1_0_load_158 | 91 | 0.19145 | 0.092724 | 0 | 0 |  | 1 | TRUE | wye
47 | MV_1_0_load_80 | 93 | 0.06713 | 0.032512 | 0 | 0 |  | 1 | TRUE | wye
48 | MV_1_0_load_174 | 95 | 0.12305 | 0.059598 | 0 | 0 |  | 1 | TRUE | wye
49 | MV_1_0_load_68 | 99 | 0.12996 | 0.062944 | 0 | 0 |  | 1 | TRUE | wye
50 | MV_1_0_load_81 | 100 | 0.37259 | 0.18045 | 0 | 0 |  | 1 | TRUE | wye
51 | MV_1_0_load_179 | 102 | 0.15738 | 0.076223 | 0 | 0 |  | 1 | TRUE | wye
52 | MV_1_0_load_69 | 104 | 0.11425 | 0.055335 | 0 | 0 |  | 1 | TRUE | wye
53 | MV_1_0_load_65 | 106 | 0.10482 | 0.050765 | 0 | 0 |  | 1 | TRUE | wye
54 | MV_1_0_load_70 | 107 | 0.40414 | 0.19574 | 0 | 0 |  | 1 | TRUE | wye
55 | MV_1_0_load_163 | 113 | 0.071756 | 0.034753 | 0 | 0 |  | 1 | TRUE | wye
56 | MV_1_0_load_142 | 115 | 0.39881 | 0.19315 | 0 | 0 |  | 1 | TRUE | wye
57 | MV_1_0_load_147 | 116 | 0.1173 | 0.056812 | 0 | 0 |  | 1 | TRUE | wye
58 | MV_1_0_load_172 | 117 | 0.33137 | 0.16049 | 0 | 0 |  | 1 | TRUE | wye
59 | MV_1_0_load_131 | 120 | 0.14255 | 0.069042 | 0 | 0 |  | 1 | TRUE | wye
60 | MV_1_0_load_96 | 121 | 0.21166 | 0.10251 | 0 | 0 |  | 1 | TRUE | wye
61 | MV_1_0_load_78 | 122 | 0.19818 | 0.095982 | 0 | 0 |  | 1 | TRUE | wye
62 | MV_1_0_load_150 | 124 | 0.083747 | 0.040561 | 0 | 0 |  | 1 | TRUE | wye
63 | MV_1_0_load_79 | 126 | 0.23747 | 0.11501 | 0 | 0 |  | 1 | TRUE | wye
64 | MV_1_0_load_129 | 130 | 0.26477 | 0.12823 | 0 | 0 |  | 1 | TRUE | wye
65 | MV_1_0_load_149 | 132 | 0.51051 | 0.24725 | 0 | 0 |  | 1 | TRUE | wye
66 | MV_1_0_load_117 | 133 | 0.38572 | 0.18681 | 0 | 0 |  | 1 | TRUE | wye
67 | MV_1_0_load_85 | 134 | 0.16082 | 0.077891 | 0 | 0 |  | 1 | TRUE | wye
68 | MV_1_0_load_88 | 135 | 0.1497 | 0.072503 | 0 | 0 |  | 1 | TRUE | wye
69 | MV_1_0_load_86 | 136 | 0.38955 | 0.18867 | 0 | 0 |  | 1 | TRUE | wye
70 | MV_1_0_load_154 | 138 | 0.099246 | 0.048067 | 0 | 0 |  | 1 | TRUE | wye
71 | MV_1_0_load_138 | 144 | 0.18309 | 0.088677 | 0 | 0 |  | 1 | TRUE | wye
72 | MV_1_0_load_89 | 145 | 0.29457 | 0.14267 | 0 | 0 |  | 1 | TRUE | wye
73 | MV_1_0_load_95 | 147 | 0.20036 | 0.09704 | 0 | 0 |  | 1 | TRUE | wye
74 | MV_1_0_load_155 | 148 | 0.090715 | 0.043935 | 0 | 0 |  | 1 | TRUE | wye
75 | MV_1_0_load_141 | 149 | 0.39172 | 0.18972 | 0 | 0 |  | 1 | TRUE | wye
76 | MV_1_0_load_100 | 150 | 0.22453 | 0.10874 | 0 | 0 |  | 1 | TRUE | wye
77 | MV_1_0_load_104 | 153 | 0.079021 | 0.038271 | 0 | 0 |  | 1 | TRUE | wye
78 | MV_1_0_load_116 | 155 | 0.30658 | 0.14848 | 0 | 0 |  | 1 | TRUE | wye
79 | MV_1_0_load_109 | 156 | 0.29107 | 0.14097 | 0 | 0 |  | 1 | TRUE | wye
80 | MV_1_0_load_159 | 162 | 0.06909 | 0.033462 | 0 | 0 |  | 1 | TRUE | wye
81 | MV_1_0_load_137 | 163 | 0.34745 | 0.16828 | 0 | 0 |  | 1 | TRUE | wye
82 | MV_1_0_load_135 | 164 | 0.3213 | 0.15561 | 0 | 0 |  | 1 | TRUE | wye
83 | MV_1_0_load_184 | 165 | 0.19877 | 0.09627 | 0 | 0 |  | 1 | TRUE | wye
84 | MV_1_0_load_136 | 168 | 0.22965 | 0.11122 | 0 | 0 |  | 1 | TRUE | wye
85 | MV_1_0_load_102 | 169 | 0.15778 | 0.076419 | 0 | 0 |  | 1 | TRUE | wye
86 | MV_1_0_load_120 | 170 | 0.29755 | 0.14411 | 0 | 0 |  | 1 | TRUE | wye
87 | MV_1_0_load_167 | 171 | 0.30466 | 0.14755 | 0 | 0 |  | 1 | TRUE | wye
88 | MV_1_0_load_124 | 172 | 0.38238 | 0.18519 | 0 | 0 |  | 1 | TRUE | wye
89 | MV_1_0_load_157 | 174 | 0.31018 | 0.15023 | 0 | 0 |  | 1 | TRUE | wye
90 | MV_1_0_load_161 | 177 | 0.078418 | 0.03798 | 0 | 0 |  | 1 | TRUE | wye

## ext_grid
| name | bus | vm_pu | va_degree | slack_weight | in_service
0 |  | 141 | 1 | 0 | 1 | TRUE

## line
| name | std_type | from_bus | to_bus | length_km | r_ohm_per_km | x_ohm_per_km | c_nf_per_km | g_us_per_km | max_i_ka | df | parallel | type | in_service
0 | MV_1_0_line_0 |  | 0 | 1 | 0.020469 | 0.445 | 0.132 | 190 | 0 | 0.22 | 1 | 1 | cs | TRUE
1 | MV_1_0_line_1 |  | 1 | 2 | 0.5376 | 0.445 | 0.132 | 190 | 0 | 0.22 | 1 | 1 | cs | TRUE
2 | MV_1_0_line_2 |  | 1 | 3 | 1.9081 | 0.1188 | 0.172 | 20.6 | 0 | 0.82 | 1 | 1 | ol | TRUE
3 | MV_1_0_line_3 |  | 2 | 8 | 0.004196 | 0.445 | 0.132 | 190 | 0 | 0.22 | 1 | 1 | cs | TRUE
4 | MV_1_0_line_4 |  | 3 | 4 | 0.022039 | 0.061 | 0.056 | 608 | 0 | 0.842 | 1 | 1 | cs | TRUE
5 | MV_1_0_line_5 |  | 4 | 37 | 0.44522 | 0.061 | 0.056 | 608 | 0 | 0.842 | 1 | 1 | cs | TRUE
6 | MV_1_0_line_6 |  | 5 | 6 | 1.95 | 0.0595 | 0.16 | 22 | 0 | 1.29 | 1 | 1 | ol | TRUE
7 | MV_1_0_line_7 |  | 5 | 7 | 1.8066 | 0.0595 | 0.16 | 22 | 0 | 1.29 | 1 | 1 | ol | TRUE
8 | MV_1_0_line_8 |  | 6 | 50 | 0.21541 | 0.0515 | 0.029 | 1000 | 0 | 1.276 | 1 | 1 | cs | TRUE
9 | MV_1_0_line_9 |  | 6 | 51 | 0.060337 | 0.445 | 0.132 | 190 | 0 | 0.22 | 1 | 1 | cs | TRUE
10 | MV_1_0_line_10 |  | 7 | 168 | 2.399 | 0.0595 | 0.16 | 22 | 0 | 1.29 | 1 | 1 | ol | TRUE
11 | MV_1_0_line_11 |  | 9 | 10 | 0.0226 | 0.445 | 0.132 | 190 | 0 | 0.22 | 1 | 1 | cs | TRUE
12 | MV_1_0_line_12 |  | 10 | 11 | 0.23709 | 0.445 | 0.132 | 190 | 0 | 0.22 | 1 | 1 | cs | TRUE
13 | MV_1_0_line_13 |  | 10 | 12 | 0.45999 | 0.445 | 0.132 | 190 | 0 | 0.22 | 1 | 1 | cs | TRUE
14 | MV_1_0_line_14 |  | 11 | 22 | 0.29279 | 0.5939 | 0.372 | 9.5 | 0 | 0.21 | 1 | 1 | ol | TRUE
15 | MV_1_0_line_15 |  | 12 | 23 | 0.016977 | 0.445 | 0.132 | 190 | 0 | 0.22 | 1 | 1 | cs | TRUE
16 | MV_1_0_line_16 |  | 13 | 14 | 0.20542 | 0.1188 | 0.172 | 20.6 | 0 | 0.82 | 1 | 1 | ol | TRUE
17 | MV_1_0_line_17 |  | 13 | 15 | 0.26495 | 0.0595 | 0.16 | 22 | 0 | 1.29 | 1 | 1 | ol | TRUE
18 | MV_1_0_line_18 |  | 13 | 16 | 0.51284 | 0.0595 | 0.16 | 22 | 0 | 1.29 | 1 | 1 | ol | TRUE
19 | MV_1_0_line_19 |  | 13 | 17 | 0.028866 | 0.0515 | 0.029 | 1000 | 0 | 1.276 | 1 | 1 | cs | TRUE
20 | MV_1_0_line_20 |  | 14 | 27 | 0.019895 | 0.445 | 0.132 | 190 | 0 | 0.22 | 1 | 1 | cs | TRUE
21 | MV_1_0_line_21 |  | 14 | 26 | 0.026065 | 0.445 | 0.132 | 190 | 0 | 0.22 | 1 | 1 | cs | TRUE
22 | MV_1_0_line_22 |  | 16 | 24 | 0.029628 | 0.445 | 0.132 | 190 | 0 | 0.22 | 1 | 1 | cs | TRUE
23 | MV_1_0_line_23 |  | 16 | 30 | 0.39086 | 0.0515 | 0.029 | 1000 | 0 | 1.276 | 1 | 1 | cs | TRUE
24 | MV_1_0_line_24 |  | 17 | 44 | 0.45927 | 0.0515 | 0.029 | 1000 | 0 | 1.276 | 1 | 1 | cs | TRUE
25 | MV_1_0_line_25 |  | 18 | 19 | 0.079205 | 0.0515 | 0.029 | 1000 | 0 | 1.276 | 1 | 1 | cs | TRUE
26 | MV_1_0_line_26 |  | 18 | 20 | 0.52794 | 0.0595 | 0.16 | 22 | 0 | 1.29 | 1 | 1 | ol | TRUE
27 | MV_1_0_line_27 |  | 18 | 21 | 0.85924 | 0.061 | 0.056 | 608 | 0 | 0.842 | 1 | 1 | cs | TRUE
28 | MV_1_0_line_28 |  | 19 | 50 | 0.1427 | 0.0515 | 0.029 | 1000 | 0 | 1.276 | 1 | 1 | cs | TRUE
29 | MV_1_0_line_29 |  | 20 | 41 | 0.08344 | 0.0595 | 0.16 | 22 | 0 | 1.29 | 1 | 1 | ol | TRUE
30 | MV_1_0_line_30 |  | 21 | 48 | 0.044745 | 0.061 | 0.056 | 608 | 0 | 0.842 | 1 | 1 | cs | TRUE
31 | MV_1_0_line_31 |  | 23 | 25 | 0.036572 | 0.445 | 0.132 | 190 | 0 | 0.22 | 1 | 1 | cs | TRUE
32 | MV_1_0_line_32 |  | 25 | 26 | 0.25288 | 0.445 | 0.132 | 190 | 0 | 0.22 | 1 | 1 | cs | TRUE
33 | MV_1_0_line_33 |  | 28 | 29 | 0.24484 | 0.445 | 0.132 | 190 | 0 | 0.22 | 1 | 1 | cs | TRUE
34 | MV_1_0_line_34 |  | 28 | 30 | 0.24325 | 0.0595 | 0.16 | 22 | 0 | 1.29 | 1 | 1 | ol | TRUE
35 | MV_1_0_line_35 |  | 29 | 31 | 0.73519 | 0.445 | 0.132 | 190 | 0 | 0.22 | 1 | 1 | cs | TRUE
36 | MV_1_0_line_36 |  | 30 | 32 | 0.1341 | 0.1188 | 0.172 | 20.6 | 0 | 0.82 | 1 | 1 | ol | TRUE
37 | MV_1_0_line_37 |  | 31 | 33 | 0.067343 | 0.445 | 0.132 | 190 | 0 | 0.22 | 1 | 1 | cs | TRUE
38 | MV_1_0_line_38 |  | 32 | 34 | 0.004609 | 0.445 | 0.132 | 190 | 0 | 0.22 | 1 | 1 | cs | TRUE
39 | MV_1_0_line_39 |  | 35 | 36 | 0.052767 | 0.445 | 0.132 | 190 | 0 | 0.22 | 1 | 1 | cs | TRUE
40 | MV_1_0_line_40 |  | 36 | 37 | 0.46308 | 0.061 | 0.056 | 608 | 0 | 0.842 | 1 | 1 | cs | TRUE
41 | MV_1_0_line_41 |  | 36 | 38 | 0.57074 | 0.0515 | 0.029 | 1000 | 0 | 1.276 | 1 | 1 | cs | TRUE
42 | MV_1_0_line_42 |  | 36 | 39 | 0.38542 | 0.0515 | 0.029 | 1000 | 0 | 1.276 | 1 | 1 | cs | TRUE
43 | MV_1_0_line_43 |  | 37 | 40 | 0.011467 | 0.445 | 0.132 | 190 | 0 | 0.22 | 1 | 1 | cs | TRUE
44 | MV_1_0_line_44 |  | 38 | 41 | 0.26825 | 0.0515 | 0.029 | 1000 | 0 | 1.276 | 1 | 1 | cs | TRUE
45 | MV_1_0_line_45 |  | 38 | 42 | 0.042852 | 0.445 | 0.132 | 190 | 0 | 0.22 | 1 | 1 | cs | TRUE
46 | MV_1_0_line_46 |  | 39 | 46 | 0.02939 | 0.445 | 0.132 | 190 | 0 | 0.22 | 1 | 1 | cs | TRUE
47 | MV_1_0_line_47 |  | 39 | 43 | 0.34461 | 0.0515 | 0.029 | 1000 | 0 | 1.276 | 1 | 1 | cs | TRUE
48 | MV_1_0_line_48 |  | 43 | 44 | 0.183 | 0.0515 | 0.029 | 1000 | 0 | 1.276 | 1 | 1 | cs | TRUE
49 | MV_1_0_line_49 |  | 43 | 45 | 0.14227 | 0.445 | 0.132 | 190 | 0 | 0.22 | 1 | 1 | cs | TRUE
50 | MV_1_0_line_50 |  | 44 | 47 | 0.014357 | 0.445 | 0.132 | 190 | 0 | 0.22 | 1 | 1 | cs | TRUE
51 | MV_1_0_line_51 |  | 48 | 49 | 1.2395 | 0.1188 | 0.172 | 20.6 | 0 | 0.82 | 1 | 1 | ol | TRUE
52 | MV_1_0_line_52 |  | 52 | 53 | 0.00601 | 0.445 | 0.132 | 190 | 0 | 0.22 | 1 | 1 | cs | TRUE
53 | MV_1_0_line_53 |  | 53 | 54 | 0.25526 | 0.445 | 0.132 | 190 | 0 | 0.22 | 1 | 1 | cs | TRUE
54 | MV_1_0_line_54 |  | 53 | 55 | 0.40212 | 0.445 | 0.132 | 190 | 0 | 0.22 | 1 | 1 | cs | TRUE
55 | MV_1_0_line_55 |  | 53 | 56 | 1.0963 | 0.445 | 0.132 | 190 | 0 | 0.22 | 1 | 1 | cs | TRUE
56 | MV_1_0_line_56 |  | 54 | 61 | 0.043605 | 0.445 | 0.132 | 190 | 0 | 0.22 | 1 | 1 | cs | TRUE
57 | MV_1_0_line_57 |  | 55 | 62 | 0.009264 | 0.445 | 0.132 | 190 | 0 | 0.22 | 1 | 1 | cs | TRUE
58 | MV_1_0_line_58 |  | 56 | 59 | 0.10622 | 0.5939 | 0.372 | 9.5 | 0 | 0.21 | 1 | 1 | ol | TRUE
59 | MV_1_0_line_59 |  | 56 | 63 | 0.30901 | 0.5939 | 0.372 | 9.5 | 0 | 0.21 | 1 | 1 | ol | TRUE
60 | MV_1_0_line_60 |  | 57 | 58 | 0.062946 | 0.445 | 0.132 | 190 | 0 | 0.22 | 1 | 1 | cs | TRUE
61 | MV_1_0_line_61 |  | 57 | 59 | 2.5558 | 0.306 | 0.35 | 10 | 0 | 0.35 | 1 | 1 | ol | TRUE
62 | MV_1_0_line_62 |  | 57 | 60 | 0.64365 | 0.161 | 0.117 | 273 | 0 | 0.362 | 1 | 1 | cs | TRUE
63 | MV_1_0_line_63 |  | 60 | 139 | 0.27952 | 0.161 | 0.117 | 273 | 0 | 0.362 | 1 | 1 | cs | TRUE
64 | MV_1_0_line_64 |  | 60 | 136 | 0.016889 | 0.445 | 0.132 | 190 | 0 | 0.22 | 1 | 1 | cs | TRUE
65 | MV_1_0_line_65 |  | 61 | 64 | 0.017071 | 0.445 | 0.132 | 190 | 0 | 0.22 | 1 | 1 | cs | TRUE
66 | MV_1_0_line_66 |  | 61 | 65 | 0.12182 | 0.5939 | 0.372 | 9.5 | 0 | 0.21 | 1 | 1 | ol | TRUE
67 | MV_1_0_line_67 |  | 62 | 66 | 0.056888 | 0.445 | 0.132 | 190 | 0 | 0.22 | 1 | 1 | cs | TRUE
68 | MV_1_0_line_68 |  | 62 | 67 | 0.28444 | 0.5939 | 0.372 | 9.5 | 0 | 0.21 | 1 | 1 | ol | TRUE
69 | MV_1_0_line_69 |  | 64 | 73 | 0.29173 | 0.445 | 0.132 | 190 | 0 | 0.22 | 1 | 1 | cs | TRUE
70 | MV_1_0_line_70 |  | 66 | 68 | 0.79462 | 0.445 | 0.132 | 190 | 0 | 0.22 | 1 | 1 | cs | TRUE
71 | MV_1_0_line_71 |  | 68 | 69 | 1.5286 | 0.5939 | 0.372 | 9.5 | 0 | 0.21 | 1 | 1 | ol | TRUE
72 | MV_1_0_line_72 |  | 70 | 71 | 0.15817 | 0.5939 | 0.372 | 9.5 | 0 | 0.21 | 1 | 1 | ol | TRUE
73 | MV_1_0_line_73 |  | 71 | 72 | 0.13917 | 0.445 | 0.132 | 190 | 0 | 0.22 | 1 | 1 | cs | TRUE
74 | MV_1_0_line_74 |  | 72 | 73 | 0.47086 | 0.445 | 0.132 | 190 | 0 | 0.22 | 1 | 1 | cs | TRUE
75 | MV_1_0_line_75 |  | 73 | 74 | 0.18191 | 0.445 | 0.132 | 190 | 0 | 0.22 | 1 | 1 | cs | TRUE
76 | MV_1_0_line_76 |  | 75 | 76 | 2.7368 | 0.5939 | 0.372 | 9.5 | 0 | 0.21 | 1 | 1 | ol | TRUE
77 | MV_1_0_line_77 |  | 76 | 77 | 0.28369 | 0.5939 | 0.372 | 9.5 | 0 | 0.21 | 1 | 1 | ol | TRUE
78 | MV_1_0_line_78 |  | 77 | 118 | 0.58359 | 0.445 | 0.132 | 190 | 0 | 0.22 | 1 | 1 | cs | TRUE
79 | MV_1_0_line_79 |  | 78 | 79 | 0.20622 | 0.5939 | 0.372 | 9.5 | 0 | 0.21 | 1 | 1 | ol | TRUE
80 | MV_1_0_line_80 |  | 78 | 80 | 1.8847 | 0.5939 | 0.372 | 9.5 | 0 | 0.21 | 1 | 1 | ol | TRUE
81 | MV_1_0_line_81 |  | 79 | 81 | 0.27363 | 0.5939 | 0.372 | 9.5 | 0 | 0.21 | 1 | 1 | ol | TRUE
82 | MV_1_0_line_82 |  | 80 | 82 | 0.46951 | 0.445 | 0.132 | 190 | 0 | 0.22 | 1 | 1 | cs | TRUE
83 | MV_1_0_line_83 |  | 80 | 83 | 0.059253 | 0.445 | 0.132 | 190 | 0 | 0.22 | 1 | 1 | cs | TRUE
84 | MV_1_0_line_84 |  | 80 | 84 | 0.11927 | 0.5939 | 0.372 | 9.5 | 0 | 0.21 | 1 | 1 | ol | TRUE
85 | MV_1_0_line_85 |  | 81 | 89 | 0.018703 | 0.445 | 0.132 | 190 | 0 | 0.22 | 1 | 1 | cs | TRUE
86 | MV_1_0_line_86 |  | 82 | 102 | 0.034568 | 0.445 | 0.132 | 190 | 0 | 0.22 | 1 | 1 | cs | TRUE
87 | MV_1_0_line_87 |  | 84 | 98 | 0.056486 | 0.445 | 0.132 | 190 | 0 | 0.22 | 1 | 1 | cs | TRUE
88 | MV_1_0_line_88 |  | 85 | 86 | 0.09395 | 0.445 | 0.132 | 190 | 0 | 0.22 | 1 | 1 | cs | TRUE
89 | MV_1_0_line_89 |  | 85 | 87 | 0.62104 | 0.0595 | 0.16 | 22 | 0 | 1.29 | 1 | 1 | ol | TRUE
90 | MV_1_0_line_90 |  | 85 | 88 | 0.63522 | 0.0515 | 0.029 | 1000 | 0 | 1.276 | 1 | 1 | cs | TRUE
91 | MV_1_0_line_91 |  | 86 | 95 | 0.066593 | 0.5939 | 0.372 | 9.5 | 0 | 0.21 | 1 | 1 | ol | TRUE
92 | MV_1_0_line_92 |  | 87 | 159 | 0.014338 | 0.0515 | 0.029 | 1000 | 0 | 1.276 | 1 | 1 | cs | TRUE
93 | MV_1_0_line_93 |  | 88 | 137 | 0.4527 | 0.0515 | 0.029 | 1000 | 0 | 1.276 | 1 | 1 | cs | TRUE
94 | MV_1_0_line_94 |  | 88 | 145 | 0.02046 | 0.445 | 0.132 | 190 | 0 | 0.22 | 1 | 1 | cs | TRUE
95 | MV_1_0_line_95 |  | 89 | 90 | 1.7585 | 0.306 | 0.35 | 10 | 0 | 0.35 | 1 | 1 | ol | TRUE
96 | MV_1_0_line_96 |  | 90 | 91 | 0.032995 | 0.445 | 0.132 | 190 | 0 | 0.22 | 1 | 1 | cs | TRUE
97 | MV_1_0_line_97 |  | 90 | 92 | 0.18213 | 0.161 | 0.117 | 273 | 0 | 0.362 | 1 | 1 | cs | TRUE
98 | MV_1_0_line_98 |  | 92 | 114 | 0.43062 | 0.0595 | 0.16 | 22 | 0 | 1.29 | 1 | 1 | ol | TRUE
99 | MV_1_0_line_99 |  | 92 | 120 | 0.004207 | 0.445 | 0.132 | 190 | 0 | 0.22 | 1 | 1 | cs | TRUE
100 | MV_1_0_line_100 |  | 93 | 94 | 0.083655 | 0.445 | 0.132 | 190 | 0 | 0.22 | 1 | 1 | cs | TRUE
101 | MV_1_0_line_101 |  | 94 | 108 | 0.20619 | 0.445 | 0.132 | 190 | 0 | 0.22 | 1 | 1 | cs | TRUE
102 | MV_1_0_line_102 |  | 95 | 96 | 0.089155 | 0.5939 | 0.372 | 9.5 | 0 | 0.21 | 1 | 1 | ol | TRUE
103 | MV_1_0_line_103 |  | 95 | 97 | 0.56641 | 0.5939 | 0.372 | 9.5 | 0 | 0.21 | 1 | 1 | ol | TRUE
104 | MV_1_0_line_104 |  | 96 | 152 | 0.11352 | 0.445 | 0.132 | 190 | 0 | 0.22 | 1 | 1 | cs | TRUE
105 | MV_1_0_line_105 |  | 96 | 169 | 0.076339 | 0.5939 | 0.372 | 9.5 | 0 | 0.21 | 1 | 1 | ol | TRUE
106 | MV_1_0_line_106 |  | 97 | 170 | 0.037117 | 0.445 | 0.132 | 190 | 0 | 0.22 | 1 | 1 | cs | TRUE
107 | MV_1_0_line_107 |  | 98 | 99 | 0.030523 | 0.445 | 0.132 | 190 | 0 | 0.22 | 1 | 1 | cs | TRUE
108 | MV_1_0_line_108 |  | 99 | 103 | 0.086475 | 0.5939 | 0.372 | 9.5 | 0 | 0.21 | 1 | 1 | ol | TRUE
109 | MV_1_0_line_109 |  | 100 | 101 | 0.044659 | 0.445 | 0.132 | 190 | 0 | 0.22 | 1 | 1 | cs | TRUE
110 | MV_1_0_line_110 |  | 101 | 125 | 0.44118 | 0.445 | 0.132 | 190 | 0 | 0.22 | 1 | 1 | cs | TRUE
111 | MV_1_0_line_111 |  | 103 | 104 | 0.070231 | 0.5939 | 0.372 | 9.5 | 0 | 0.21 | 1 | 1 | ol | TRUE
112 | MV_1_0_line_112 |  | 103 | 105 | 0.006162 | 0.445 | 0.132 | 190 | 0 | 0.22 | 1 | 1 | cs | TRUE
113 | MV_1_0_line_113 |  | 105 | 106 | 0.11219 | 0.445 | 0.132 | 190 | 0 | 0.22 | 1 | 1 | cs | TRUE
114 | MV_1_0_line_114 |  | 107 | 108 | 0.008496 | 0.445 | 0.132 | 190 | 0 | 0.22 | 1 | 1 | cs | TRUE
115 | MV_1_0_line_115 |  | 107 | 109 | 0.10513 | 0.445 | 0.132 | 190 | 0 | 0.22 | 1 | 1 | cs | TRUE
116 | MV_1_0_line_116 |  | 109 | 110 | 0.25668 | 0.0515 | 0.029 | 1000 | 0 | 1.276 | 1 | 1 | cs | TRUE
117 | MV_1_0_line_117 |  | 109 | 111 | 0.30603 | 0.0515 | 0.029 | 1000 | 0 | 1.276 | 1 | 1 | cs | TRUE
118 | MV_1_0_line_118 |  | 109 | 112 | 0.33963 | 0.445 | 0.132 | 190 | 0 | 0.22 | 1 | 1 | cs | TRUE
119 | MV_1_0_line_119 |  | 110 | 113 | 0.021983 | 0.0515 | 0.029 | 1000 | 0 | 1.276 | 1 | 1 | cs | TRUE
120 | MV_1_0_line_120 |  | 111 | 114 | 0.40739 | 0.0515 | 0.029 | 1000 | 0 | 1.276 | 1 | 1 | cs | TRUE
121 | MV_1_0_line_121 |  | 111 | 115 | 0.031356 | 0.445 | 0.132 | 190 | 0 | 0.22 | 1 | 1 | cs | TRUE
122 | MV_1_0_line_122 |  | 112 | 117 | 0.037741 | 0.445 | 0.132 | 190 | 0 | 0.22 | 1 | 1 | cs | TRUE
123 | MV_1_0_line_123 |  | 112 | 118 | 0.24185 | 0.445 | 0.132 | 190 | 0 | 0.22 | 1 | 1 | cs | TRUE
124 | MV_1_0_line_124 |  | 113 | 119 | 0.04619 | 0.0515 | 0.029 | 1000 | 0 | 1.276 | 1 | 1 | cs | TRUE
125 | MV_1_0_line_125 |  | 114 | 116 | 0.06472 | 0.445 | 0.132 | 190 | 0 | 0.22 | 1 | 1 | cs | TRUE
126 | MV_1_0_line_126 |  | 118 | 121 | 0.004627 | 0.445 | 0.132 | 190 | 0 | 0.22 | 1 | 1 | cs | TRUE
127 | MV_1_0_line_127 |  | 119 | 166 | 0.021886 | 0.0515 | 0.029 | 1000 | 0 | 1.276 | 1 | 1 | cs | TRUE
128 | MV_1_0_line_128 |  | 122 | 123 | 0.20667 | 0.5939 | 0.372 | 9.5 | 0 | 0.21 | 1 | 1 | ol | TRUE
129 | MV_1_0_line_129 |  | 123 | 124 | 0.049737 | 0.445 | 0.132 | 190 | 0 | 0.22 | 1 | 1 | cs | TRUE
130 | MV_1_0_line_130 |  | 123 | 125 | 0.086014 | 0.445 | 0.132 | 190 | 0 | 0.22 | 1 | 1 | cs | TRUE
131 | MV_1_0_line_131 |  | 124 | 166 | 0.022761 | 0.445 | 0.132 | 190 | 0 | 0.22 | 1 | 1 | cs | TRUE
132 | MV_1_0_line_132 |  | 125 | 129 | 0.62254 | 0.445 | 0.132 | 190 | 0 | 0.22 | 1 | 1 | cs | TRUE
133 | MV_1_0_line_133 |  | 125 | 130 | 0.036929 | 0.5939 | 0.372 | 9.5 | 0 | 0.21 | 1 | 1 | ol | TRUE
134 | MV_1_0_line_134 |  | 126 | 127 | 0.015822 | 0.445 | 0.132 | 190 | 0 | 0.22 | 1 | 1 | cs | TRUE
135 | MV_1_0_line_135 |  | 127 | 128 | 0.030971 | 0.445 | 0.132 | 190 | 0 | 0.22 | 1 | 1 | cs | TRUE
136 | MV_1_0_line_136 |  | 128 | 160 | 0.39181 | 0.0515 | 0.029 | 1000 | 0 | 1.276 | 1 | 1 | cs | TRUE
137 | MV_1_0_line_137 |  | 128 | 161 | 0.018045 | 0.445 | 0.132 | 190 | 0 | 0.22 | 1 | 1 | cs | TRUE
138 | MV_1_0_line_138 |  | 128 | 162 | 0.021603 | 0.0515 | 0.029 | 1000 | 0 | 1.276 | 1 | 1 | cs | TRUE
139 | MV_1_0_line_139 |  | 129 | 131 | 0.11106 | 0.445 | 0.132 | 190 | 0 | 0.22 | 1 | 1 | cs | TRUE
140 | MV_1_0_line_140 |  | 129 | 132 | 0.06201 | 0.445 | 0.132 | 190 | 0 | 0.22 | 1 | 1 | cs | TRUE
141 | MV_1_0_line_141 |  | 131 | 133 | 0.041429 | 0.445 | 0.132 | 190 | 0 | 0.22 | 1 | 1 | cs | TRUE
142 | MV_1_0_line_142 |  | 134 | 135 | 0.30625 | 0.5939 | 0.372 | 9.5 | 0 | 0.21 | 1 | 1 | ol | TRUE
143 | MV_1_0_line_143 |  | 135 | 136 | 0.046386 | 0.445 | 0.132 | 190 | 0 | 0.22 | 1 | 1 | cs | TRUE
144 | MV_1_0_line_144 |  | 137 | 138 | 0.06061 | 0.0515 | 0.029 | 1000 | 0 | 1.276 | 1 | 1 | cs | TRUE
145 | MV_1_0_line_145 |  | 138 | 148 | 0.024402 | 0.0515 | 0.029 | 1000 | 0 | 1.276 | 1 | 1 | cs | TRUE
146 | MV_1_0_line_146 |  | 138 | 149 | 0.032908 | 0.5939 | 0.372 | 9.5 | 0 | 0.21 | 1 | 1 | ol | TRUE
147 | MV_1_0_line_147 |  | 139 | 144 | 0.082802 | 0.5939 | 0.372 | 9.5 | 0 | 0.21 | 1 | 1 | ol | TRUE
148 | MV_1_0_line_148 |  | 139 | 140 | 0.16209 | 0.0595 | 0.16 | 22 | 0 | 1.29 | 1 | 1 | ol | TRUE
149 | MV_1_0_line_149 |  | 140 | 141 | 0.72432 | 0.0515 | 0.029 | 1000 | 0 | 1.276 | 1 | 1 | cs | TRUE
150 | MV_1_0_line_150 |  | 140 | 142 | 0.045041 | 0.5939 | 0.372 | 9.5 | 0 | 0.21 | 1 | 1 | ol | TRUE
151 | MV_1_0_line_151 |  | 140 | 143 | 0.14832 | 0.0515 | 0.029 | 1000 | 0 | 1.276 | 1 | 1 | cs | TRUE
152 | MV_1_0_line_152 |  | 141 | 168 | 0.095077 | 0.0595 | 0.16 | 22 | 0 | 1.29 | 1 | 1 | ol | TRUE
153 | MV_1_0_line_153 |  | 142 | 171 | 0.002795 | 0.445 | 0.132 | 190 | 0 | 0.22 | 1 | 1 | cs | TRUE
154 | MV_1_0_line_154 |  | 143 | 173 | 0.20388 | 0.0515 | 0.029 | 1000 | 0 | 1.276 | 1 | 1 | cs | TRUE
155 | MV_1_0_line_155 |  | 143 | 172 | 0.008647 | 0.445 | 0.132 | 190 | 0 | 0.22 | 1 | 1 | cs | TRUE
156 | MV_1_0_line_156 |  | 145 | 146 | 0.081637 | 0.445 | 0.132 | 190 | 0 | 0.22 | 1 | 1 | cs | TRUE
157 | MV_1_0_line_157 |  | 146 | 147 | 0.050782 | 0.445 | 0.132 | 190 | 0 | 0.22 | 1 | 1 | cs | TRUE
158 | MV_1_0_line_158 |  | 148 | 176 | 0.0097189 | 0.0515 | 0.029 | 1000 | 0 | 1.276 | 1 | 1 | cs | TRUE
159 | MV_1_0_line_159 |  | 150 | 151 | 0.026729 | 0.5939 | 0.372 | 9.5 | 0 | 0.21 | 1 | 1 | ol | TRUE
160 | MV_1_0_line_160 |  | 151 | 153 | 0.071817 | 0.445 | 0.132 | 190 | 0 | 0.22 | 1 | 1 | cs | TRUE
161 | MV_1_0_line_161 |  | 152 | 153 | 0.085582 | 0.445 | 0.132 | 190 | 0 | 0.22 | 1 | 1 | cs | TRUE
162 | MV_1_0_line_162 |  | 152 | 154 | 0.22341 | 0.445 | 0.132 | 190 | 0 | 0.22 | 1 | 1 | cs | TRUE
163 | MV_1_0_line_163 |  | 154 | 155 | 0.061123 | 0.5939 | 0.372 | 9.5 | 0 | 0.21 | 1 | 1 | ol | TRUE
164 | MV_1_0_line_164 |  | 156 | 157 | 0.015626 | 0.5939 | 0.372 | 9.5 | 0 | 0.21 | 1 | 1 | ol | TRUE
165 | MV_1_0_line_165 |  | 157 | 158 | 0.27649 | 0.445 | 0.132 | 190 | 0 | 0.22 | 1 | 1 | cs | TRUE
166 | MV_1_0_line_166 |  | 158 | 165 | 0.065916 | 0.5939 | 0.372 | 9.5 | 0 | 0.21 | 1 | 1 | ol | TRUE
167 | MV_1_0_line_167 |  | 158 | 159 | 0.43749 | 0.0515 | 0.029 | 1000 | 0 | 1.276 | 1 | 1 | cs | TRUE
168 | MV_1_0_line_168 |  | 158 | 160 | 0.4089 | 0.0515 | 0.029 | 1000 | 0 | 1.276 | 1 | 1 | cs | TRUE
169 | MV_1_0_line_169 |  | 160 | 163 | 0.00614 | 0.445 | 0.132 | 190 | 0 | 0.22 | 1 | 1 | cs | TRUE
170 | MV_1_0_line_170 |  | 161 | 164 | 0.004417 | 0.445 | 0.132 | 190 | 0 | 0.22 | 1 | 1 | cs | TRUE
171 | MV_1_0_line_171 |  | 162 | 167 | 0.022793 | 0.0515 | 0.029 | 1000 | 0 | 1.276 | 1 | 1 | cs | TRUE
172 | MV_1_0_line_172 |  | 166 | 167 | 0.016474 | 0.0515 | 0.029 | 1000 | 0 | 1.276 | 1 | 1 | cs | TRUE
173 | MV_1_0_line_173 |  | 173 | 174 | 0.066336 | 0.0515 | 0.029 | 1000 | 0 | 1.276 | 1 | 1 | cs | TRUE
174 | MV_1_0_line_174 |  | 173 | 175 | 0.063054 | 0.445 | 0.132 | 190 | 0 | 0.22 | 1 | 1 | cs | TRUE
175 | MV_1_0_line_175 |  | 174 | 176 | 0.005553 | 0.0515 | 0.029 | 1000 | 0 | 1.276 | 1 | 1 | cs | TRUE
176 | MV_1_0_line_176 |  | 175 | 177 | 0.035812 | 0.445 | 0.132 | 190 | 0 | 0.22 | 1 | 1 | cs | TRUE

## trafo
| name | std_type | hv_bus | lv_bus | sn_mva | vn_hv_kv | vn_lv_kv | vk_percent | vkr_percent | pfe_kw | i0_percent | shift_degree | tap_side | tap_neutral | tap_min | tap_max | tap_step_percent | tap_step_degree | tap_pos | tap_phase_shifter | parallel | df | in_service
0 | MV_1_0_trafo_128 | 25 MVA 110/20 kV | 178 | 141 | 25 | 110 | 20 | 12 | 0.41 | 14 | 0.07 | 150 | hv | 0 | -9 | 9 | 1.5 | 0 | 0 | FALSE | 1 | 1 | TRUE

## bus_geodata
| x | y | coords
0 | 2675387.0293 | 1211841.7036
1 | 2675407.1256 | 1211840.0788
2 | 2675337.5428 | 1212221.4534
3 | 2675710.9359 | 1209956.364
4 | 2675708.6813 | 1209934.5771
5 | 2678109.936 | 1210844.4583
6 | 2677495.8939 | 1208993.707
7 | 2679409.327 | 1212099.5503
8 | 2675334.5406 | 1212218.5136
9 | 2674534.3247 | 1209958.6552
10 | 2674548.6211 | 1209941.1227
11 | 2674361.4147 | 1209999.5575
12 | 2674813.9088 | 1209842.8358
13 | 2675209.4674 | 1209532.5781
14 | 2675046.6905 | 1209657.8749
15 | 2674959.1574 | 1209445.7189
16 | 2674700.2587 | 1209471.6895
17 | 2675233.8558 | 1209547.4615
18 | 2677115.8425 | 1209068.9548
19 | 2677171.2023 | 1209099.5231
20 | 2676658.3265 | 1209332.384
21 | 2677442.7093 | 1208727.6924
22 | 2674164.1156 | 1210215.8943
23 | 2674808.2643 | 1209826.8217
24 | 2674676.8302 | 1209489.9078
25 | 2674843.0122 | 1209815.1166
26 | 2675023.2173 | 1209669.3426
27 | 2675055.4004 | 1209675.7519
28 | 2674342.7824 | 1209317.8739
29 | 2674123.1575 | 1209285.9558
30 | 2674582.5501 | 1209358.9131
31 | 2673822.0964 | 1209276.9191
32 | 2674580.3114 | 1209224.8341
33 | 2673759.1502 | 1209296.7756
34 | 2674584.3384 | 1209222.5719
35 | 2675974.4706 | 1209509.0964
36 | 2675947.4661 | 1209463.9798
37 | 2675800.8207 | 1209629.6648
38 | 2676376.1715 | 1209341.3837
39 | 2675723.6552 | 1209547.2109
40 | 2675794.8948 | 1209619.8389
41 | 2676596.1501 | 1209276.7394
42 | 2676399.2755 | 1209377.4466
43 | 2675604.9418 | 1209581.8835
44 | 2675534.0729 | 1209512.1866
45 | 2675535.8998 | 1209649.2857
46 | 2675700.5022 | 1209565.3123
47 | 2675519.7755 | 1209513.8845
48 | 2677484.6074 | 1208736.5195
49 | 2678609.3135 | 1208215.4821
50 | 2677296.4602 | 1209037.6934
51 | 2677461.1731 | 1208946.9155
52 | 2681706.0833 | 1217101.7961
53 | 2681703.4882 | 1217107.2197
54 | 2681796.9277 | 1217230.3603
55 | 2681927.1268 | 1217024.7904
56 | 2682174.1661 | 1216300.3905
57 | 2682858.2546 | 1213752.1258
58 | 2682920.0594 | 1213761.9912
59 | 2682259.2084 | 1216236.7547
60 | 2682516.3869 | 1213374.1607
61 | 2681784.0169 | 1217271.5881
62 | 2681934.2841 | 1217018.8849
63 | 2682319.2925 | 1216573.2061
64 | 2681771.58 | 1217283.2919
65 | 2681901.1253 | 1217305.1405
66 | 2681940.6911 | 1217073.598
67 | 2682043.4575 | 1216756.2353
68 | 2682022.7724 | 1217340.3476
69 | 2683543.0312 | 1217499.9125
70 | 2681514.2933 | 1218070.0209
71 | 2681505.3108 | 1217912.1047
72 | 2681618.969 | 1217875.3136
73 | 2681549.9939 | 1217451.7896
74 | 2681481.4566 | 1217605.4315
75 | 2682190.9193 | 1208845.1257
76 | 2684101.9698 | 1210804.245
77 | 2683972.8927 | 1211056.8699
78 | 2686952.7062 | 1210021.7577
79 | 2686851.3647 | 1209842.1526
80 | 2687036.2213 | 1211904.6522
81 | 2686642.6671 | 1210019.1242
82 | 2687363.788 | 1212028.9337
83 | 2686987.8694 | 1211922.8256
84 | 2687061.7854 | 1212021.1468
85 | 2683253.7289 | 1212251.394
86 | 2683252.6012 | 1212317.4548
87 | 2683760.0073 | 1211891.7011
88 | 2682969.4521 | 1212624.533
89 | 2686624.2718 | 1210022.7818
90 | 2684966.1837 | 1210608.3714
91 | 2684937.6234 | 1210624.8934
92 | 2684804.652 | 1210687.7254
93 | 2684859.5768 | 1211397.1935
94 | 2684775.6791 | 1211396.5226
95 | 2683289.883 | 1212372.6336
96 | 2683353.9375 | 1212310.621
97 | 2683855.2291 | 1212337.9534
98 | 2687096.2365 | 1212064.9899
99 | 2687124.4228 | 1212076.7982
100 | 2684781.5858 | 1211898.3106
101 | 2684748.4062 | 1211868.4448
102 | 2687338.2788 | 1212052.2535
103 | 2687196.1948 | 1212125.0343
104 | 2687220.3812 | 1212059.0997
105 | 2687199.1858 | 1212130.4261
106 | 2687215.7283 | 1212239.4958
107 | 2684571.5684 | 1211405.1537
108 | 2684570.9998 | 1211413.629
109 | 2684467.56 | 1211408.4158
110 | 2684464.6354 | 1211599.8332
111 | 2684385.3881 | 1211135.4632
112 | 2684217.5983 | 1211307.5717
113 | 2684475.8135 | 1211618.7623
114 | 2684678.05 | 1211099.3191
115 | 2684370.2044 | 1211108.0083
116 | 2684717.5423 | 1211148.418
117 | 2684230.3399 | 1211342.7524
118 | 2684167.6962 | 1211130.0848
119 | 2684489.4824 | 1211660.0912
120 | 2684803.3102 | 1210683.737
121 | 2684163.5298 | 1211128.0469
122 | 2684312.3167 | 1211878.5725
123 | 2684458.9953 | 1211732.974
124 | 2684469.345 | 1211684.3255
125 | 2684540.6367 | 1211760.0481
126 | 2684406.5354 | 1211688.6247
127 | 2684411.9892 | 1211673.7699
128 | 2684422.6599 | 1211644.6907
129 | 2684488.7966 | 1212060.7777
130 | 2684557.577 | 1211727.2333
131 | 2684492.7136 | 1212157.5634
132 | 2684428.2221 | 1212070.9896
133 | 2684482.9344 | 1212197.7624
134 | 2682818.9598 | 1213227.1137
135 | 2682562.1897 | 1213394.0249
136 | 2682528.3712 | 1213362.2757
137 | 2682613.3784 | 1212813.8813
138 | 2682556.4338 | 1212834.5657
139 | 2682363.4817 | 1213182.8666
140 | 2682315.8746 | 1213027.9304
141 | 2681747.5896 | 1212811.7185
142 | 2682356.1746 | 1213048.0443
143 | 2682308.4696 | 1212914.9544
144 | 2682440.593 | 1213152.7011
145 | 2682981.83 | 1212640.8491
146 | 2683037.2375 | 1212700.6148
147 | 2683073.9695 | 1212735.6799
148 | 2682533.3733 | 1212842.5451
149 | 2682566.9446 | 1212865.7501
150 | 2683337.4426 | 1212155.6225
151 | 2683353.1172 | 1212133.9718
152 | 2683444.759 | 1212242.3572
153 | 2683409.7923 | 1212176.2701
154 | 2683618.3221 | 1212150.8943
155 | 2683617.3737 | 1212212.0099
156 | 2683909.2956 | 1211586.1101
157 | 2683901.4831 | 1211599.6424
158 | 2684053.1799 | 1211687.0126
159 | 2683765.3992 | 1211878.4126
160 | 2684267.5816 | 1211544.6883
161 | 2684437.0895 | 1211645.3286
162 | 2684442.8362 | 1211652.4107
163 | 2684261.4825 | 1211545.536
164 | 2684438.4031 | 1211641.1111
165 | 2684081.3073 | 1211746.6258
166 | 2684474.0812 | 1211662.0633
167 | 2684464.5381 | 1211658.7371
168 | 2681678.79 | 1212877.341
169 | 2683411.6084 | 1212360.6376
170 | 2683860.5695 | 1212373.6963
171 | 2682358.1245 | 1213046.0366
172 | 2682303.5612 | 1212907.8265
173 | 2682459.6256 | 1212862.619
174 | 2682522.3161 | 1212840.4938
175 | 2682459.6768 | 1212801.2463
176 | 2682524.1887 | 1212845.7231
177 | 2682487.4316 | 1212778.6153
178 | 2681747.5896 | 1212811.7185

## line_std_types
| c_nf_per_km | r_ohm_per_km | x_ohm_per_km | max_i_ka | type | q_mm2 | alpha | voltage_rating
NAYY 4x50 SE | 210 | 0.642 | 0.083 | 0.142 | cs | 50 | 0.00403 | LV
NAYY 4x120 SE | 264 | 0.225 | 0.08 | 0.242 | cs | 120 | 0.00403 | LV
NAYY 4x150 SE | 261 | 0.208 | 0.08 | 0.27 | cs | 150 | 0.00403 | LV
NA2XS2Y 1x95 RM/25 12/20 kV | 216 | 0.313 | 0.132 | 0.252 | cs | 95 | 0.00403 | MV
NA2XS2Y 1x185 RM/25 12/20 kV | 273 | 0.161 | 0.117 | 0.362 | cs | 185 | 0.00403 | MV
NA2XS2Y 1x240 RM/25 12/20 kV | 304 | 0.122 | 0.112 | 0.421 | cs | 240 | 0.00403 | MV
NA2XS2Y 1x95 RM/25 6/10 kV | 315 | 0.313 | 0.123 | 0.249 | cs | 95 | 0.00403 | MV
NA2XS2Y 1x185 RM/25 6/10 kV | 406 | 0.161 | 0.11 | 0.358 | cs | 185 | 0.00403 | MV
NA2XS2Y 1x240 RM/25 6/10 kV | 456 | 0.122 | 0.105 | 0.416 | cs | 240 | 0.00403 | MV
NA2XS2Y 1x150 RM/25 12/20 kV | 250 | 0.206 | 0.116 | 0.319 | cs | 150 | 0.00403 | MV
NA2XS2Y 1x120 RM/25 12/20 kV | 230 | 0.253 | 0.119 | 0.283 | cs | 120 | 0.00403 | MV
NA2XS2Y 1x70 RM/25 12/20 kV | 190 | 0.443 | 0.132 | 0.22 | cs | 70 | 0.00403 | MV
NA2XS2Y 1x150 RM/25 6/10 kV | 360 | 0.206 | 0.11 | 0.315 | cs | 150 | 0.00403 | MV
NA2XS2Y 1x120 RM/25 6/10 kV | 340 | 0.253 | 0.113 | 0.28 | cs | 120 | 0.00403 | MV
NA2XS2Y 1x70 RM/25 6/10 kV | 280 | 0.443 | 0.123 | 0.217 | cs | 70 | 0.00403 | MV
N2XS(FL)2Y 1x120 RM/35 64/110 kV | 112 | 0.153 | 0.166 | 0.366 | cs | 120 | 0.00393 | HV
N2XS(FL)2Y 1x185 RM/35 64/110 kV | 125 | 0.099 | 0.156 | 0.457 | cs | 185 | 0.00393 | HV
N2XS(FL)2Y 1x240 RM/35 64/110 kV | 135 | 0.075 | 0.149 | 0.526 | cs | 240 | 0.00393 | HV
N2XS(FL)2Y 1x300 RM/35 64/110 kV | 144 | 0.06 | 0.144 | 0.588 | cs | 300 | 0.00393 | HV
15-AL1/3-ST1A 0.4 | 11 | 1.8769 | 0.35 | 0.105 | ol | 16 | 0.00403 | LV
24-AL1/4-ST1A 0.4 | 11.25 | 1.2012 | 0.335 | 0.14 | ol | 24 | 0.00403 | LV
48-AL1/8-ST1A 0.4 | 12.2 | 0.5939 | 0.3 | 0.21 | ol | 48 | 0.00403 | LV
94-AL1/15-ST1A 0.4 | 13.2 | 0.306 | 0.29 | 0.35 | ol | 94 | 0.00403 | LV
34-AL1/6-ST1A 10.0 | 9.7 | 0.8342 | 0.36 | 0.17 | ol | 34 | 0.00403 | MV
48-AL1/8-ST1A 10.0 | 10.1 | 0.5939 | 0.35 | 0.21 | ol | 48 | 0.00403 | MV
70-AL1/11-ST1A 10.0 | 10.4 | 0.4132 | 0.339 | 0.29 | ol | 70 | 0.00403 | MV
94-AL1/15-ST1A 10.0 | 10.75 | 0.306 | 0.33 | 0.35 | ol | 94 | 0.00403 | MV
122-AL1/20-ST1A 10.0 | 11.1 | 0.2376 | 0.323 | 0.41 | ol | 122 | 0.00403 | MV
149-AL1/24-ST1A 10.0 | 11.25 | 0.194 | 0.315 | 0.47 | ol | 149 | 0.00403 | MV
34-AL1/6-ST1A 20.0 | 9.15 | 0.8342 | 0.382 | 0.17 | ol | 34 | 0.00403 | MV
48-AL1/8-ST1A 20.0 | 9.5 | 0.5939 | 0.372 | 0.21 | ol | 48 | 0.00403 | MV
70-AL1/11-ST1A 20.0 | 9.7 | 0.4132 | 0.36 | 0.29 | ol | 70 | 0.00403 | MV
94-AL1/15-ST1A 20.0 | 10 | 0.306 | 0.35 | 0.35 | ol | 94 | 0.00403 | MV
122-AL1/20-ST1A 20.0 | 10.3 | 0.2376 | 0.344 | 0.41 | ol | 122 | 0.00403 | MV
149-AL1/24-ST1A 20.0 | 10.5 | 0.194 | 0.337 | 0.47 | ol | 149 | 0.00403 | MV
184-AL1/30-ST1A 20.0 | 10.75 | 0.1571 | 0.33 | 0.535 | ol | 184 | 0.00403 | MV
243-AL1/39-ST1A 20.0 | 11 | 0.1188 | 0.32 | 0.645 | ol | 243 | 0.00403 | MV
48-AL1/8-ST1A 110.0 | 8 | 0.5939 | 0.46 | 0.21 | ol | 48 | 0.00403 | HV
70-AL1/11-ST1A 110.0 | 8.4 | 0.4132 | 0.45 | 0.29 | ol | 70 | 0.00403 | HV
94-AL1/15-ST1A 110.0 | 8.65 | 0.306 | 0.44 | 0.35 | ol | 94 | 0.00403 | HV
122-AL1/20-ST1A 110.0 | 8.5 | 0.2376 | 0.43 | 0.41 | ol | 122 | 0.00403 | HV
149-AL1/24-ST1A 110.0 | 8.75 | 0.194 | 0.41 | 0.47 | ol | 149 | 0.00403 | HV
184-AL1/30-ST1A 110.0 | 8.8 | 0.1571 | 0.4 | 0.535 | ol | 184 | 0.00403 | HV
243-AL1/39-ST1A 110.0 | 9 | 0.1188 | 0.39 | 0.645 | ol | 243 | 0.00403 | HV
305-AL1/39-ST1A 110.0 | 9.2 | 0.0949 | 0.38 | 0.74 | ol | 305 | 0.00403 | HV
490-AL1/64-ST1A 110.0 | 9.75 | 0.059 | 0.37 | 0.96 | ol | 490 | 0.00403 | HV
679-AL1/86-ST1A 110.0 | 9.95 | 0.042 | 0.36 | 1.15 | ol | 679 | 0.00403 | HV
490-AL1/64-ST1A 220.0 | 10 | 0.059 | 0.285 | 0.96 | ol | 490 | 0.00403 | HV
679-AL1/86-ST1A 220.0 | 11.7 | 0.042 | 0.275 | 1.15 | ol | 679 | 0.00403 | HV
490-AL1/64-ST1A 380.0 | 11 | 0.059 | 0.253 | 0.96 | ol | 490 | 0.00403 | HV
679-AL1/86-ST1A 380.0 | 14.6 | 0.042 | 0.25 | 1.15 | ol | 679 | 0.00403 | HV

## trafo_std_types
| i0_percent | pfe_kw | vkr_percent | sn_mva | vn_lv_kv | vn_hv_kv | vk_percent | shift_degree | vector_group | tap_side | tap_neutral | tap_min | tap_max | tap_step_degree | tap_step_percent | tap_phase_shifter
160 MVA 380/110 kV | 0.06 | 60 | 0.25 | 160 | 110 | 380 | 12.2 | 0 | Yy0 | hv | 0 | -9 | 9 | 0 | 1.5 | FALSE
100 MVA 220/110 kV | 0.06 | 55 | 0.26 | 100 | 110 | 220 | 12 | 0 | Yy0 | hv | 0 | -9 | 9 | 0 | 1.5 | FALSE
63 MVA 110/20 kV | 0.04 | 22 | 0.32 | 63 | 20 | 110 | 18 | 150 | YNd5 | hv | 0 | -9 | 9 | 0 | 1.5 | FALSE
40 MVA 110/20 kV | 0.05 | 18 | 0.34 | 40 | 20 | 110 | 16.2 | 150 | YNd5 | hv | 0 | -9 | 9 | 0 | 1.5 | FALSE
25 MVA 110/20 kV | 0.07 | 14 | 0.41 | 25 | 20 | 110 | 12 | 150 | YNd5 | hv | 0 | -9 | 9 | 0 | 1.5 | FALSE
63 MVA 110/10 kV | 0.04 | 22 | 0.32 | 63 | 10 | 110 | 18 | 150 | YNd5 | hv | 0 | -9 | 9 | 0 | 1.5 | FALSE
40 MVA 110/10 kV | 0.05 | 18 | 0.34 | 40 | 10 | 110 | 16.2 | 150 | YNd5 | hv | 0 | -9 | 9 | 0 | 1.5 | FALSE
25 MVA 110/10 kV | 0.07 | 14 | 0.41 | 25 | 10 | 110 | 12 | 150 | YNd5 | hv | 0 | -9 | 9 | 0 | 1.5 | FALSE
0.25 MVA 20/0.4 kV | 0.32 | 0.8 | 1.44 | 0.25 | 0.4 | 20 | 6 | 150 | Yzn5 | hv | 0 | -2 | 2 | 0 | 2.5 | FALSE
0.4 MVA 20/0.4 kV | 0.3375 | 1.35 | 1.425 | 0.4 | 0.4 | 20 | 6 | 150 | Dyn5 | hv | 0 | -2 | 2 | 0 | 2.5 | FALSE
0.63 MVA 20/0.4 kV | 0.2619 | 1.65 | 1.206 | 0.63 | 0.4 | 20 | 6 | 150 | Dyn5 | hv | 0 | -2 | 2 | 0 | 2.5 | FALSE
0.25 MVA 10/0.4 kV | 0.24 | 0.6 | 1.2 | 0.25 | 0.4 | 10 | 4 | 150 | Dyn5 | hv | 0 | -2 | 2 | 0 | 2.5 | FALSE
0.4 MVA 10/0.4 kV | 0.2375 | 0.95 | 1.325 | 0.4 | 0.4 | 10 | 4 | 150 | Dyn5 | hv | 0 | -2 | 2 | 0 | 2.5 | FALSE
0.63 MVA 10/0.4 kV | 0.1873 | 1.18 | 1.0794 | 0.63 | 0.4 | 10 | 4 | 150 | Dyn5 | hv | 0 | -2 | 2 | 0 | 2.5 | FALSE

## trafo3w_std_types
| sn_hv_mva | sn_mv_mva | sn_lv_mva | vn_hv_kv | vn_mv_kv | vn_lv_kv | vk_hv_percent | vk_mv_percent | vk_lv_percent | vkr_hv_percent | vkr_mv_percent | vkr_lv_percent | pfe_kw | i0_percent | shift_mv_degree | shift_lv_degree | vector_group | tap_side | tap_neutral | tap_min | tap_max | tap_step_percent
63/25/38 MVA 110/20/10 kV | 63 | 25 | 38 | 110 | 20 | 10 | 10.4 | 10.4 | 10.4 | 0.28 | 0.32 | 0.35 | 35 | 0.89 | 0 | 0 | YN0yn0yn0 | hv | 0 | -10 | 10 | 1.2
63/25/38 MVA 110/10/10 kV | 63 | 25 | 38 | 110 | 10 | 10 | 10.4 | 10.4 | 10.4 | 0.28 | 0.32 | 0.35 | 35 | 0.89 | 0 | 0 | YN0yn0yn0 | hv | 0 | -10 | 10 | 1.2

## fuse_std_types
| fuse_type | i_rated_a | t_avg | t_min | t_total | x_avg | x_min | x_total
HV 100A | HV 100A | 100 | 0 | [10.0, 3.64, 0.854, 0.281, 0.1, 0.0531, 0.022, 0.01] | [10.0, 4.267, 1.21, 0.403, 0.1, 0.058, 0.022, 0.01] | 0 | [300.0, 350.0, 450.0, 550.0, 700.0, 850.0, 1200.0, 1752.0] | [600.0, 700.0, 900.0, 1150.0, 1665.0, 2000.0, 3000.0, 4313.0]
HV 10A | HV 10A | 10 | 0 | [10.0, 1675.0, 0.344, 0.156, 0.1, 0.0417, 0.0171, 0.01] | [10.0, 1.3, 0.3, 0.155, 0.1, 0.0555, 0.023, 0.01] | 0 | [30.0, 32.0, 35.0, 37.0, 39.0, 50.0, 70.0, 88.0] | [60.0, 70.0, 80.0, 87.0, 94.0, 110.0, 150.0, 216.0]
HV 125A | HV 125A | 125 | 0 | [10.0, 1.82, 0.344, 0.1, 0.0467, 0.0269, 0.01] | [10.0, 2.478, 0.426, 0.1, 0.0427, 0.0211, 0.01] | 0 | [375.0, 500.0, 700.0, 925.0, 1200.0, 1500.0, 2341.0] | [750.0, 1000.0, 1500.0, 2200.0, 3000.0, 4000.0, 5765.0]
HV 160A | HV 160A | 160 | 0 | [10.0, 4.15, 1.03, 0.198, 0.1, 0.051, 0.0172, 0.01] | [10.0, 2.3, 0.734, 0.274, 0.1, 0.046, 0.0177, 0.01] | 0 | [480.0, 550.0, 700.0, 1000.0, 1260.0, 1600.0, 2500.0, 3227.0] | [960.0, 1300.0, 1700.0, 2200.0, 2996.0, 4000.0, 6000.0, 7946.0]
HV 16A | HV 16A | 16 | 0 | [10.0, 0.352, 0.164, 0.1, 0.0649, 0.0342, 0.01] | [10.0, 2.34, 0.722, 0.181, 0.1, 0.055, 0.0296, 0.01] | 0 | [48.0, 60.0, 65.0, 71.0, 80.0, 100.0, 162.0] | [96.0, 110.0, 125.0, 150.0, 168.0, 200.0, 250.0, 398.0]
HV 200A | HV 200A | 200 | 0 | [10.0, 4.267, 1.21, 0.403, 0.1, 0.058, 0.022, 0.01] | [10.0, 3.73, 1.654, 0.328, 0.1, 0.0531, 0.019, 0.01] | 0 | [600.0, 700.0, 900.0, 1150.0, 1665.0, 2000.0, 3000.0, 4313.0] | [1200.0, 1500.0, 1800.0, 2700.0, 3960.0, 5000.0, 7500.0, 10620.0]
HV 20A | HV 20A | 20 | 0 | [10.0, 1.3, 0.3, 0.155, 0.1, 0.0555, 0.023, 0.01] | [10.0, 1.3, 0.161, 0.1, 0.0611, 0.0399, 0.0141, 0.01] | 0 | [60.0, 70.0, 80.0, 87.0, 94.0, 110.0, 150.0, 216.0] | [120.0, 150.0, 200.0, 223.0, 260.0, 300.0, 450.0, 532.0]
HV 25A | HV 25A | 25 | 0 | [10.0, 2.512, 0.833, 0.299, 0.1, 0.0372, 0.0223, 0.01] | [10.0, 3.125, 0.597, 0.198, 0.1, 0.0378, 0.022, 0.01] | 0 | [75.0, 82.0, 90.0, 100.0, 124.0, 170.0, 200.0, 289.0] | [150.0, 170.0, 210.0, 250.0, 294.0, 400.0, 500.0, 711.0]
HV 31.5A | HV 31.5A | 31.5 | 0 | [10.0, 2.34, 0.722, 0.181, 0.1, 0.055, 0.0296, 0.01] | [10.0, 2.84, 0.368, 0.164, 0.1, 0.0621, 0.0378, 0.0195, 0.01] | 0 | [95.0, 110.0, 125.0, 150.0, 165.0, 200.0, 250.0, 390.0] | [189.0, 220.0, 300.0, 350.0, 393.0, 450.0, 530.0, 700.0, 960.0]
HV 40A | HV 40A | 40 | 0 | [10.0, 1.3, 0.161, 0.1, 0.0611, 0.0399, 0.0141, 0.01] | [10.0, 2.05, 0.369, 0.198, 0.1, 0.051, 0.0298, 0.01] | 0 | [120.0, 150.0, 200.0, 223.0, 260.0, 300.0, 450.0, 532.0] | [240.0, 300.0, 400.0, 450.0, 530.0, 650.0, 800.0, 1311.0]
HV 50A | HV 50A | 50 | 0 | [10.0, 3.215, 0.597, 0.198, 0.1, 0.0378, 0.022, 0.01] | [10.0, 3.64, 0.854, 0.281, 0.1, 0.0531, 0.022, 0.01] | 0 | [150.0, 170.0, 210.0, 250.0, 294.0, 400.0, 500.0, 711.0] | [300.0, 350.0, 450.0, 550.0, 700.0, 850.0, 1200.0, 1752.0]
HV 6.3A | HV 6.3A | 6.3 | 0 | [10.0, 1.39, 0.344, 0.168, 0.1, 0.056, 0.0263, 0.01] | [10.0, 1.711, 0.516, 0.198, 0.1, 0.0634, 0.0303, 0.01] | 0 | [19.0, 19.5, 20.4, 20.8, 22.0, 25.0, 32.0, 48.0] | [38.0, 40.0, 43.0, 48.0, 53.0, 60.0, 75.0, 118.0]
HV 63A | HV 63A | 63 | 0 | [10.0, 2.84, 0.368, 0.164, 0.1, 0.0621, 0.0378, 0.0195, 0.01] | [10.0, 1.82, 0.344, 0.1, 0.0467, 0.0269, 0.01] | 0 | [189.0, 220.0, 300.0, 350.0, 393.0, 450.0, 530.0, 700.0, 961.0] | [378.0, 500.0, 700.0, 934.0, 1200.0, 1500.0, 2366.0]
HV 80A | HV 80A | 80 | 0 | [10.0, 2.05, 0.369, 0.198, 0.1, 0.051, 0.0298, 0.01] | [10.0, 4.15, 1.03, 0.198, 0.1, 0.051, 0.0172, 0.01] | 0 | [240.0, 300.0, 400.0, 450.0, 530.0, 650.0, 800.0, 1311.0] | [480.0, 550.0, 700.0, 1000.0, 1260.0, 1600.0, 2500.0, 3227.0]
Siemens NH-1-100 | Siemens NH-1-100 | 100 | [5400.0, 2000.0, 400.0, 20.0, 1.0, 0.2, 0.012, 0.004] | 0 | 0 | [150.0, 190.0, 250.0, 430.0, 900.0, 1250.0, 2700.0, 3600.0] | 0 | 0
Siemens NH-1-125 | Siemens NH-1-125 | 125 | [4800.0, 120.0, 7.0, 0.1, 0.004] | 0 | 0 | [180.0, 400.0, 740.0, 2000.0, 4250.0] | 0 | 0
Siemens NH-1-16 | Siemens NH-1-16 | 16 | [4000.0, 400.0, 2.0, 0.1, 0.04, 0.01] | 0 | 0 | [26.0, 35.0, 75.0, 150.0, 200.0, 300.0] | 0 | 0
Siemens NH-1-160 | Siemens NH-1-160 | 160 | [4800.0, 120.0, 7.0, 0.1, 0.004] | 0 | 0 | [210.0, 500.0, 900.0, 2300.0, 5000.0] | 0 | 0
Siemens NH-1-25 | Siemens NH-1-25 | 25 | [4000.0, 1000.0, 10.0, 0.2, 0.02, 0.01] | 0 | 0 | [40.0, 50.0, 100.0, 210.0, 400.0, 500.0] | 0 | 0
Siemens NH-1-50 | Siemens NH-1-50 | 50 | [4000.0, 40.0, 4.0, 1.0, 0.02, 0.01] | 0 | 0 | [86.0, 200.0, 300.0, 400.0, 1000.0, 1280.0] | 0 | 0
Siemens NH-1-63 | Siemens NH-1-63 | 63 | [4000.0, 100.0, 10.0, 2.0, 0.04, 0.01] | 0 | 0 | [100.0, 200.0, 300.0, 400.0, 1000.0, 1500.0] | 0 | 0
Siemens NH-1-80 | Siemens NH-1-80 | 80 | [4800.0, 120.0, 7.0, 0.1, 0.01] | 0 | 0 | [150.58, 250.0, 450.0, 1150.0, 2470.0] | 0 | 0
Siemens NH-2-1000 | Siemens NH-2-1000 | 1000 | [4800.0, 120.0, 7.0, 0.1, 0.004] | 0 | 0 | [1900.0, 3500.0, 8400.0, 24000.0, 52000.0] | 0 | 0
Siemens NH-2-200 | Siemens NH-2-200 | 200 | [4800.0, 120.0, 7.0, 0.1, 0.004] | 0 | 0 | [280.0, 650.0, 1200.0, 3000.0, 7000.0] | 0 | 0
Siemens NH-2-224 | Siemens NH-2-224 | 224 | [4800.0, 120.0, 7.0, 0.2, 0.04, 0.004] | 0 | 0 | [400.0, 750.0, 1453.0, 3025.0, 4315.0, 7600.0] | 0 | 0
Siemens NH-2-250 | Siemens NH-2-250 | 250 | [4800.0, 120.0, 7.0, 0.1, 0.004] | 0 | 0 | [450.0, 800.0, 1650.0, 4000.0, 8500.0] | 0 | 0
Siemens NH-2-315 | Siemens NH-2-315 | 315 | [4800.0, 120.0, 7.0, 0.1, 0.004] | 0 | 0 | [550.0, 920.0, 1900.0, 5000.0, 11000.0] | 0 | 0
Siemens NH-2-355 | Siemens NH-2-355 | 355 | [4800.0, 120.0, 6.0, 0.1, 0.004] | 0 | 0 | [650.0, 1116.27, 2350.0, 5840.0, 12790.0] | 0 | 0
Siemens NH-2-400 | Siemens NH-2-400 | 400 | [4800.0, 120.0, 7.0, 0.1, 0.004] | 0 | 0 | [720.0, 1350.0, 2800.0, 6500.0, 15000.0] | 0 | 0
Siemens NH-2-425 | Siemens NH-2-425 | 425 | [4800.0, 120.0, 7.0, 0.1, 0.004] | 0 | 0 | [850.0, 1500.0, 3050.0, 7500.0, 16500.0] | 0 | 0
Siemens NH-2-630 | Siemens NH-2-630 | 630 | [4800.0, 120.0, 7.0, 0.1, 0.004] | 0 | 0 | [1200.0, 2000.0, 4800.0, 12000.0, 26000.0] | 0 | 0

## res_bus
| vm_pu | va_degree | p_mw | q_mvar
0 | 0.98609 | -0.81805 | 0.37277 | 0.18054
1 | 0.9861 | -0.81814 | 0 | 0
2 | 0.98591 | -0.81661 | 0 | 0
3 | 0.98671 | -0.79712 | 0.17199 | 0.0833
4 | 0.98671 | -0.79705 | 0 | 0
5 | 0.9921 | -0.50784 | 0.36593 | 0.17723
6 | 0.98881 | -0.72543 | 0 | 0
7 | 0.99539 | -0.29492 | 0.058484 | 0.028325
8 | 0.98591 | -0.8166 | 0.26494 | 0.12831
9 | 0.98554 | -0.79667 | 0.23163 | 0.11218
10 | 0.98554 | -0.79673 | 0 | 0
11 | 0.98546 | -0.79602 | 0 | 0
12 | 0.98583 | -0.79917 | 0 | 0
13 | 0.98624 | -0.79764 | 0.16195 | 0.078435
14 | 0.98612 | -0.80151 | 0.28639 | 0.1387
15 | 0.98621 | -0.79929 | 0.32238 | 0.15614
16 | 0.98607 | -0.8083 | 0 | 0
17 | 0.98625 | -0.79757 | 0 | 0
18 | 0.98844 | -0.72866 | 0 | 0
19 | 0.9885 | -0.72809 | 0.20444 | 0.099017
20 | 0.98765 | -0.78013 | 0.064153 | 0.031071
21 | 0.98839 | -0.72985 | 0 | 0
22 | 0.98531 | -0.79697 | 0.26155 | 0.12668
23 | 0.98584 | -0.79926 | 0.19833 | 0.096053
24 | 0.98606 | -0.80825 | 0.13532 | 0.065539
25 | 0.98588 | -0.79953 | 0 | 0
26 | 0.9861 | -0.80133 | 0 | 0
27 | 0.98612 | -0.80148 | 0.11251 | 0.054491
28 | 0.98596 | -0.81141 | 0.228 | 0.11042
29 | 0.98585 | -0.81071 | 0 | 0
30 | 0.98601 | -0.80865 | 0 | 0
31 | 0.98553 | -0.80806 | 0 | 0
32 | 0.98599 | -0.8094 | 0 | 0
33 | 0.9855 | -0.80777 | 0.34694 | 0.16803
34 | 0.98598 | -0.80939 | 0.33141 | 0.16051
35 | 0.98688 | -0.79299 | 0.27688 | 0.1341
36 | 0.9869 | -0.79317 | 0 | 0
37 | 0.98679 | -0.7955 | 0 | 0
38 | 0.98732 | -0.78986 | 0 | 0
39 | 0.9867 | -0.79465 | 0 | 0
40 | 0.98678 | -0.79546 | 0.32346 | 0.15666
41 | 0.98753 | -0.78817 | 0 | 0
42 | 0.98732 | -0.78979 | 0.13525 | 0.065504
43 | 0.98653 | -0.79582 | 0 | 0
44 | 0.98644 | -0.79639 | 0 | 0
45 | 0.98652 | -0.79572 | 0.069876 | 0.033843
46 | 0.98669 | -0.79458 | 0.19262 | 0.09329
47 | 0.98644 | -0.79633 | 0.35804 | 0.17341
48 | 0.98839 | -0.7299 | 0.18176 | 0.088032
49 | 0.98834 | -0.73175 | 0.087367 | 0.042314
50 | 0.98862 | -0.72705 | 0 | 0
51 | 0.98879 | -0.72526 | 0.22618 | 0.10954
52 | 0.9847 | -0.22953 | 0.41462 | 0.20081
53 | 0.9847 | -0.22956 | 0 | 0
54 | 0.98435 | -0.22668 | 0 | 0
55 | 0.98423 | -0.22575 | 0 | 0
56 | 0.98807 | -0.25631 | 0 | 0
57 | 0.99661 | -0.04074 | 0 | 0
58 | 0.99659 | -0.040529 | 0.28318 | 0.13715
59 | 0.98858 | -0.25215 | 0.15587 | 0.07549
60 | 0.99764 | -0.02853 | 0 | 0
61 | 0.98429 | -0.22618 | 0.29856 | 0.1446
62 | 0.98422 | -0.22566 | 0.37517 | 0.1817
63 | 0.988 | -0.25676 | 0.11722 | 0.056771
64 | 0.98428 | -0.22612 | 0 | 0
65 | 0.98421 | -0.2267 | 0.34369 | 0.16646
66 | 0.98421 | -0.22564 | 0 | 0
67 | 0.98401 | -0.22702 | 0.38074 | 0.1844
68 | 0.98406 | -0.22472 | 0 | 0
69 | 0.98361 | -0.22773 | 0.15169 | 0.073466
70 | 0.98394 | -0.22386 | 0.074783 | 0.036219
71 | 0.98396 | -0.22371 | 0.13384 | 0.064822
72 | 0.984 | -0.22405 | 0 | 0
73 | 0.98412 | -0.22499 | 0 | 0
74 | 0.98407 | -0.22452 | 0.2205 | 0.10679
75 | 0.99228 | -0.1128 | 0.092484 | 0.044792
76 | 0.99276 | -0.10932 | 0.1213 | 0.058747
77 | 0.99288 | -0.10849 | 0 | 0
78 | 0.99015 | -0.18498 | 0.10008 | 0.048472
79 | 0.99046 | -0.18267 | 0.10823 | 0.052416
80 | 0.98772 | -0.20369 | 0 | 0
81 | 0.99092 | -0.17922 | 0.11403 | 0.055227
82 | 0.98763 | -0.20297 | 0 | 0
83 | 0.98771 | -0.20357 | 0.16059 | 0.077775
84 | 0.98764 | -0.20425 | 0 | 0
85 | 0.99624 | -0.024148 | 0 | 0
86 | 0.9961 | -0.02289 | 0 | 0
87 | 0.99493 | -0.10414 | 0.17315 | 0.083859
88 | 0.99703 | -0.019086 | 0 | 0
89 | 0.99094 | -0.17942 | 0 | 0
90 | 0.993 | -0.12646 | 0 | 0
91 | 0.99299 | -0.12639 | 0.19145 | 0.092724
92 | 0.99312 | -0.12513 | 0 | 0
93 | 0.99341 | -0.11233 | 0.06713 | 0.032512
94 | 0.99342 | -0.11239 | 0 | 0
95 | 0.99594 | -0.023931 | 0.12305 | 0.059598
96 | 0.99581 | -0.024857 | 0 | 0
97 | 0.99562 | -0.026044 | 0 | 0
98 | 0.98762 | -0.20403 | 0 | 0
99 | 0.9876 | -0.2039 | 0.12996 | 0.062944
100 | 0.99311 | -0.10712 | 0.37259 | 0.18045
101 | 0.99313 | -0.10732 | 0 | 0
102 | 0.98762 | -0.20291 | 0.15738 | 0.076223
103 | 0.98756 | -0.20416 | 0 | 0
104 | 0.98755 | -0.20426 | 0.11425 | 0.055335
105 | 0.98756 | -0.20415 | 0 | 0
106 | 0.98755 | -0.20402 | 0.10482 | 0.050765
107 | 0.99343 | -0.1125 | 0.40414 | 0.19574
108 | 0.99343 | -0.1125 | 0 | 0
109 | 0.9935 | -0.11305 | 0 | 0
110 | 0.99362 | -0.11224 | 0 | 0
111 | 0.99341 | -0.11361 | 0 | 0
112 | 0.99317 | -0.11054 | 0 | 0
113 | 0.99363 | -0.11217 | 0.071756 | 0.034753
114 | 0.99331 | -0.11413 | 0 | 0
115 | 0.99339 | -0.11346 | 0.39881 | 0.19315
116 | 0.9933 | -0.11404 | 0.1173 | 0.056812
117 | 0.99315 | -0.11039 | 0.33137 | 0.16049
118 | 0.99304 | -0.10961 | 0 | 0
119 | 0.99366 | -0.11201 | 0 | 0
120 | 0.99312 | -0.12512 | 0.14255 | 0.069042
121 | 0.99304 | -0.1096 | 0.21166 | 0.10251
122 | 0.99343 | -0.11106 | 0.19818 | 0.095982
123 | 0.99351 | -0.11056 | 0 | 0
124 | 0.99362 | -0.11149 | 0.083747 | 0.040561
125 | 0.99334 | -0.10914 | 0 | 0
126 | 0.9937 | -0.11152 | 0.23747 | 0.11501
127 | 0.99371 | -0.11156 | 0 | 0
128 | 0.99372 | -0.11165 | 0 | 0
129 | 0.99263 | -0.10286 | 0 | 0
130 | 0.99332 | -0.10926 | 0.26477 | 0.12823
131 | 0.99257 | -0.10236 | 0 | 0
132 | 0.99258 | -0.10248 | 0.51051 | 0.24725
133 | 0.99255 | -0.10217 | 0.38572 | 0.18681
134 | 0.99751 | -0.028822 | 0.16082 | 0.077891
135 | 0.9976 | -0.028219 | 0.1497 | 0.072503
136 | 0.99762 | -0.02839 | 0.38955 | 0.18867
137 | 0.99763 | -0.015112 | 0 | 0
138 | 0.99771 | -0.014566 | 0.099246 | 0.048067
139 | 0.99819 | -0.022023 | 0 | 0
140 | 0.9984 | -0.010045 | 0 | 0
141 | 1 | 0 | -20.1206 | -8.3924
142 | 0.99837 | -0.010212 | 0 | 0
143 | 0.99817 | -0.011556 | 0 | 0
144 | 0.99816 | -0.022207 | 0.18309 | 0.088677
145 | 0.99702 | -0.018968 | 0.29457 | 0.14267
146 | 0.997 | -0.018783 | 0 | 0
147 | 0.99699 | -0.018662 | 0.20036 | 0.09704
148 | 0.99775 | -0.014338 | 0.090715 | 0.043935
149 | 0.99769 | -0.014722 | 0.39172 | 0.18972
150 | 0.99566 | -0.023682 | 0.22453 | 0.10874
151 | 0.99567 | -0.023609 | 0 | 0
152 | 0.99572 | -0.024098 | 0 | 0
153 | 0.99569 | -0.023799 | 0.079021 | 0.038271
154 | 0.99564 | -0.02331 | 0 | 0
155 | 0.9956 | -0.023539 | 0.30658 | 0.14848
156 | 0.99435 | -0.10628 | 0.29107 | 0.14097
157 | 0.99436 | -0.10623 | 0 | 0
158 | 0.99446 | -0.10714 | 0 | 0
159 | 0.99491 | -0.10424 | 0 | 0
160 | 0.99407 | -0.10956 | 0 | 0
161 | 0.99371 | -0.11158 | 0 | 0
162 | 0.9937 | -0.11175 | 0.06909 | 0.033462
163 | 0.99407 | -0.10953 | 0.34745 | 0.16828
164 | 0.99371 | -0.11156 | 0.3213 | 0.15561
165 | 0.99444 | -0.1073 | 0.19877 | 0.09627
166 | 0.99367 | -0.11194 | 0 | 0
167 | 0.99368 | -0.11186 | 0 | 0
168 | 0.99982 | -0.01159 | 0.22965 | 0.11122
169 | 0.99579 | -0.025004 | 0.15778 | 0.076419
170 | 0.9956 | -0.025912 | 0.29755 | 0.14411
171 | 0.99837 | -0.010201 | 0.30466 | 0.14755
172 | 0.99816 | -0.011517 | 0.38238 | 0.18519
173 | 0.99787 | -0.013556 | 0 | 0
174 | 0.99777 | -0.014194 | 0.31018 | 0.15023
175 | 0.99786 | -0.013503 | 0 | 0
176 | 0.99776 | -0.014247 | 0 | 0
177 | 0.99786 | -0.01347 | 0.078418 | 0.03798
178 | 0.99997 | 149.9981 | 0 | 0

## res_line
| p_from_mw | q_from_mvar | p_to_mw | q_to_mvar | pl_mw | ql_mvar | i_from_ka | i_to_ka | i_ka | vm_from_pu | va_from_degree | vm_to_pu | va_to_degree | loading_percent
0 | -0.37277 | -0.18054 | 0.37278 | 0.18007 | 4.0156e-06 | -0.00047403 | 0.012125 | 0.012119 | 0.012125 | 0.98609 | -0.81805 | 0.9861 | -0.81814 | 5.5116
1 | 0.26499 | 0.11575 | -0.26494 | -0.12822 | 5.2343e-05 | -0.012463 | 0.0084653 | 0.008618 | 0.008618 | 0.9861 | -0.81814 | 0.98591 | -0.81661 | 3.9173
2 | -0.63777 | -0.29582 | 0.63805 | 0.29143 | 0.00028722 | -0.0043901 | 0.020581 | 0.020522 | 0.020581 | 0.9861 | -0.81814 | 0.98671 | -0.79712 | 2.5099
3 | 0.26494 | 0.12822 | -0.26494 | -0.12831 | 4.1609e-07 | -9.7258e-05 | 0.008618 | 0.0086193 | 0.0086193 | 0.98591 | -0.81661 | 0.98591 | -0.8166 | 3.9179
4 | -0.81005 | -0.37473 | 0.81005 | 0.3731 | 2.7479e-06 | -0.0016369 | 0.026112 | 0.026092 | 0.026112 | 0.98671 | -0.79712 | 0.98671 | -0.79705 | 3.1012
5 | -0.81005 | -0.3731 | 0.8101 | 0.34003 | 5.4625e-05 | -0.03307 | 0.026092 | 0.025702 | 0.026092 | 0.98671 | -0.79705 | 0.98679 | -0.7955 | 3.0988
6 | 5.5671 | 2.1237 | -5.5566 | -2.1008 | 0.010466 | 0.022855 | 0.17337 | 0.17343 | 0.17343 | 0.9921 | -0.50784 | 0.98881 | -0.72543 | 13.4441
7 | -5.933 | -2.3009 | 5.9441 | 2.3257 | 0.011053 | 0.02479 | 0.18516 | 0.18511 | 0.18516 | 0.9921 | -0.50784 | 0.99539 | -0.29492 | 14.3538
8 | 5.3305 | 1.9927 | -5.3295 | -2.0186 | 0.00092008 | -0.025943 | 0.16614 | 0.16641 | 0.16641 | 0.98881 | -0.72543 | 0.98862 | -0.72705 | 13.0415
9 | 0.22618 | 0.10814 | -0.22618 | -0.10954 | 4.3255e-06 | -0.0014072 | 0.0073191 | 0.007337 | 0.007337 | 0.98881 | -0.72543 | 0.98879 | -0.72526 | 3.335
10 | -6.0026 | -2.354 | 6.0175 | 2.3877 | 0.014968 | 0.033649 | 0.18699 | 0.18692 | 0.18699 | 0.99539 | -0.29492 | 0.99982 | -0.01159 | 14.4954
11 | -0.23163 | -0.11218 | 0.23163 | 0.11166 | 1.7131e-06 | -0.0005236 | 0.0075386 | 0.0075319 | 0.0075386 | 0.98554 | -0.79667 | 0.98554 | -0.79673 | 3.4266
12 | 0.26161 | 0.12087 | -0.26159 | -0.12636 | 2.2736e-05 | -0.0054912 | 0.0084412 | 0.0085101 | 0.0085101 | 0.98554 | -0.79673 | 0.98546 | -0.79602 | 3.8682
13 | -0.49325 | -0.23253 | 0.4934 | 0.2219 | 0.00015538 | -0.010625 | 0.015973 | 0.015842 | 0.015973 | 0.98554 | -0.79673 | 0.98583 | -0.79917 | 7.2603
14 | 0.26159 | 0.12636 | -0.26155 | -0.12668 | 3.7799e-05 | -0.00031572 | 0.0085101 | 0.0085144 | 0.0085144 | 0.98546 | -0.79602 | 0.98531 | -0.79697 | 4.0545
15 | -0.4934 | -0.2219 | 0.49341 | 0.22151 | 5.6863e-06 | -0.00039226 | 0.015842 | 0.015837 | 0.015842 | 0.98583 | -0.79917 | 0.98584 | -0.79926 | 7.2009
16 | 1.0909 | 0.50265 | -1.0908 | -0.50304 | 9.0512e-05 | -0.00038611 | 0.035158 | 0.035165 | 0.035165 | 0.98624 | -0.79764 | 0.98612 | -0.80151 | 4.2884
17 | 0.32239 | 0.15544 | -0.32238 | -0.15614 | 5.1948e-06 | -0.00069847 | 0.010476 | 0.010485 | 0.010485 | 0.98624 | -0.79764 | 0.98621 | -0.79929 | 0.81279
18 | 1.042 | 0.42968 | -1.0419 | -0.43079 | 9.9683e-05 | -0.0011107 | 0.032991 | 0.033007 | 0.033007 | 0.98624 | -0.79764 | 0.98607 | -0.8083 | 2.5587
19 | -2.6173 | -1.1662 | 2.6173 | 1.1627 | 3.1355e-05 | -0.0035106 | 0.08387 | 0.083828 | 0.08387 | 0.98624 | -0.79764 | 0.98625 | -0.79757 | 6.5728
20 | 0.11251 | 0.054029 | -0.11251 | -0.054491 | 3.5512e-07 | -0.00046182 | 0.0036536 | 0.0036595 | 0.0036595 | 0.98612 | -0.80151 | 0.98612 | -0.80148 | 1.6634
21 | 0.69194 | 0.3103 | -0.69192 | -0.3109 | 1.7154e-05 | -0.00060008 | 0.022199 | 0.022207 | 0.022207 | 0.98612 | -0.80151 | 0.9861 | -0.80133 | 10.0939
22 | 0.13532 | 0.064851 | -0.13532 | -0.065539 | 7.6484e-07 | -0.00068759 | 0.004393 | 0.0044018 | 0.0044018 | 0.98607 | -0.8083 | 0.98606 | -0.80825 | 2.0008
23 | 0.90659 | 0.36594 | -0.90654 | -0.41367 | 5.0404e-05 | -0.047727 | 0.028621 | 0.029174 | 0.029174 | 0.98607 | -0.8083 | 0.98601 | -0.80865 | 2.2863
24 | -2.6173 | -1.1627 | 2.6178 | 1.1068 | 0.0004947 | -0.05587 | 0.083828 | 0.083174 | 0.083828 | 0.98625 | -0.79757 | 0.98644 | -0.79639 | 6.5696
25 | -5.1242 | -1.9463 | 5.1245 | 1.9368 | 0.0003134 | -0.0095486 | 0.16008 | 0.15998 | 0.16008 | 0.98844 | -0.72866 | 0.9885 | -0.72809 | 12.5458
26 | 4.855 | 1.8866 | -4.8528 | -1.8821 | 0.0021809 | 0.0044398 | 0.15212 | 0.15214 | 0.15214 | 0.98844 | -0.72866 | 0.98765 | -0.78013 | 11.7935
27 | 0.26914 | 0.05975 | -0.26913 | -0.12388 | 1.0846e-05 | -0.064127 | 0.0080518 | 0.0086531 | 0.0086531 | 0.98844 | -0.72866 | 0.98839 | -0.72985 | 1.0277
28 | -5.3289 | -2.0358 | 5.3295 | 2.0186 | 0.0006112 | -0.01718 | 0.16659 | 0.16641 | 0.16659 | 0.9885 | -0.72809 | 0.98862 | -0.72705 | 13.0558
29 | 4.7887 | 1.8511 | -4.7884 | -1.8504 | 0.00033538 | 0.00067689 | 0.15006 | 0.15006 | 0.15006 | 0.98765 | -0.78013 | 0.98753 | -0.78817 | 11.6327
30 | 0.26913 | 0.12388 | -0.26913 | -0.12722 | 6.1602e-07 | -0.0033392 | 0.0086531 | 0.0086944 | 0.0086944 | 0.98839 | -0.72985 | 0.98839 | -0.7299 | 1.0326
31 | -0.69173 | -0.31757 | 0.69176 | 0.31672 | 2.4242e-05 | -0.00084149 | 0.022288 | 0.022278 | 0.022288 | 0.98584 | -0.79926 | 0.98588 | -0.79953 | 10.1309
32 | -0.69176 | -0.31672 | 0.69192 | 0.3109 | 0.00016701 | -0.0058202 | 0.022278 | 0.022207 | 0.022278 | 0.98588 | -0.79953 | 0.9861 | -0.80133 | 10.1261
33 | 0.34711 | 0.14378 | -0.34707 | -0.14945 | 3.9783e-05 | -0.0056704 | 0.011 | 0.011065 | 0.011065 | 0.98596 | -0.81141 | 0.98585 | -0.81071 | 5.0295
34 | -0.57511 | -0.25421 | 0.57512 | 0.25359 | 1.471e-05 | -0.00061423 | 0.01841 | 0.018402 | 0.01841 | 0.98596 | -0.81141 | 0.98601 | -0.80865 | 1.4271
35 | 0.34707 | 0.14945 | -0.34695 | -0.16647 | 0.00012237 | -0.017019 | 0.011065 | 0.011272 | 0.011272 | 0.98585 | -0.81071 | 0.98553 | -0.80806 | 5.1236
36 | 0.33142 | 0.16007 | -0.33141 | -0.1604 | 5.5515e-06 | -0.00032944 | 0.010775 | 0.01078 | 0.01078 | 0.98601 | -0.80865 | 0.98599 | -0.8094 | 1.3146
37 | 0.34695 | 0.16647 | -0.34694 | -0.16803 | 1.1443e-05 | -0.0015582 | 0.011272 | 0.011292 | 0.011292 | 0.98553 | -0.80806 | 0.9855 | -0.80777 | 5.1326
38 | 0.33141 | 0.1604 | -0.33141 | -0.16051 | 7.1507e-07 | -0.00010677 | 0.01078 | 0.010781 | 0.010781 | 0.98599 | -0.8094 | 0.98598 | -0.80939 | 4.9005
39 | -0.27688 | -0.1341 | 0.27689 | 0.13287 | 5.6949e-06 | -0.0012254 | 0.0089991 | 0.0089835 | 0.0089991 | 0.98688 | -0.79299 | 0.9869 | -0.79317 | 4.0905
40 | 1.1337 | 0.46206 | -1.1336 | -0.49642 | 0.00010984 | -0.034356 | 0.035809 | 0.036202 | 0.036202 | 0.9869 | -0.79317 | 0.98679 | -0.7955 | 4.2995
41 | -4.6503 | -1.8871 | 4.6522 | 1.8182 | 0.0018904 | -0.068821 | 0.1468 | 0.14604 | 0.1468 | 0.9869 | -0.79317 | 0.98732 | -0.78986 | 11.5044
42 | 3.2397 | 1.2921 | -3.2391 | -1.3389 | 0.00062294 | -0.046812 | 0.10202 | 0.10254 | 0.10254 | 0.9869 | -0.79317 | 0.9867 | -0.79465 | 8.0362
43 | 0.32346 | 0.15639 | -0.32346 | -0.15666 | 1.6917e-06 | -0.0002661 | 0.01051 | 0.010514 | 0.010514 | 0.98679 | -0.7955 | 0.98678 | -0.79546 | 4.779
44 | -4.7874 | -1.8827 | 4.7884 | 1.8504 | 0.00093542 | -0.03234 | 0.15041 | 0.15006 | 0.15041 | 0.98732 | -0.78986 | 0.98753 | -0.78817 | 11.7876
45 | 0.13525 | 0.064507 | -0.13525 | -0.065504 | 1.1013e-06 | -0.00099703 | 0.0043812 | 0.0043939 | 0.0043939 | 0.98732 | -0.78986 | 0.98732 | -0.78979 | 1.9972
46 | 0.19262 | 0.092607 | -0.19262 | -0.09329 | 1.5362e-06 | -0.00068273 | 0.0062529 | 0.0062616 | 0.0062616 | 0.9867 | -0.79465 | 0.98669 | -0.79458 | 2.8462
47 | 3.0465 | 1.2463 | -3.046 | -1.2882 | 0.00049616 | -0.041874 | 0.0963 | 0.096773 | 0.096773 | 0.9867 | -0.79465 | 0.98653 | -0.79582 | 7.5841
48 | 2.9761 | 1.2577 | -2.9758 | -1.2799 | 0.0002534 | -0.022236 | 0.094542 | 0.094799 | 0.094799 | 0.98653 | -0.79582 | 0.98644 | -0.79639 | 7.4294
49 | 0.069877 | 0.030537 | -0.069876 | -0.033843 | 9.626e-07 | -0.0033057 | 0.0022314 | 0.0022719 | 0.0022719 | 0.98653 | -0.79582 | 0.98652 | -0.79572 | 1.0327
50 | 0.35804 | 0.17307 | -0.35804 | -0.17341 | 2.5968e-06 | -0.00033279 | 0.011638 | 0.011642 | 0.011642 | 0.98644 | -0.79639 | 0.98644 | -0.79633 | 5.2918
51 | 0.08737 | 0.039184 | -0.087367 | -0.042314 | 3.5025e-06 | -0.0031294 | 0.0027967 | 0.0028354 | 0.0028354 | 0.98839 | -0.7299 | 0.98834 | -0.73175 | 0.34578
52 | -0.41462 | -0.20081 | 0.41462 | 0.20067 | 1.4633e-06 | -0.0001387 | 0.013506 | 0.013504 | 0.013506 | 0.9847 | -0.22953 | 0.9847 | -0.22956 | 6.1389
53 | 1.072 | 0.4864 | -1.0716 | -0.49218 | 0.0004067 | -0.0057868 | 0.034511 | 0.034583 | 0.034583 | 0.9847 | -0.22956 | 0.98435 | -0.22668 | 15.7194
54 | 0.90823 | 0.4085 | -0.90777 | -0.41767 | 0.00045933 | -0.009169 | 0.029195 | 0.029308 | 0.029308 | 0.9847 | -0.22956 | 0.98423 | -0.22575 | 13.3218
55 | -2.3949 | -1.0956 | 2.4036 | 1.0727 | 0.0086894 | -0.022891 | 0.077205 | 0.076899 | 0.077205 | 0.9847 | -0.22956 | 0.98807 | -0.25631 | 35.0934
56 | 1.0716 | 0.49218 | -1.0715 | -0.49317 | 6.9645e-05 | -0.00098807 | 0.034583 | 0.034595 | 0.034595 | 0.98435 | -0.22668 | 0.98429 | -0.22618 | 15.725
57 | 0.90777 | 0.41767 | -0.90776 | -0.41788 | 1.0624e-05 | -0.00021112 | 0.029308 | 0.029311 | 0.029311 | 0.98423 | -0.22575 | 0.98422 | -0.22566 | 13.323
58 | -2.5208 | -1.1291 | 2.522 | 1.1297 | 0.0012324 | 0.00064806 | 0.080698 | 0.080696 | 0.080698 | 0.98807 | -0.25631 | 0.98858 | -0.25215 | 38.4276
59 | 0.11723 | 0.056416 | -0.11722 | -0.056771 | 7.9634e-06 | -0.00035514 | 0.0038008 | 0.0038054 | 0.0038054 | 0.98807 | -0.25631 | 0.988 | -0.25676 | 1.8121
60 | 0.28319 | 0.13566 | -0.28318 | -0.13715 | 6.9661e-06 | -0.0014906 | 0.0090954 | 0.0091142 | 0.0091142 | 0.99661 | -0.04074 | 0.99659 | -0.040529 | 4.1428
61 | 2.6951 | 1.2218 | -2.6779 | -1.2052 | 0.017245 | 0.01656 | 0.085714 | 0.085751 | 0.085751 | 0.99661 | -0.04074 | 0.98858 | -0.25215 | 24.5004
62 | -2.9783 | -1.3575 | 2.9811 | 1.3375 | 0.0027866 | -0.019929 | 0.094807 | 0.094545 | 0.094807 | 0.99661 | -0.04074 | 0.99764 | -0.02853 | 26.1898
63 | -3.6812 | -1.6747 | 3.6831 | 1.6665 | 0.0018471 | -0.0082069 | 0.11702 | 0.11691 | 0.11702 | 0.99764 | -0.02853 | 0.99819 | -0.022023 | 32.3272
64 | 0.70011 | 0.33721 | -0.7001 | -0.33761 | 1.1402e-05 | -0.00039795 | 0.022486 | 0.022491 | 0.022491 | 0.99764 | -0.02853 | 0.99762 | -0.02839 | 10.2231
65 | 0.42925 | 0.18224 | -0.42925 | -0.18263 | 4.2643e-06 | -0.00039362 | 0.013677 | 0.013681 | 0.013681 | 0.98429 | -0.22618 | 0.98428 | -0.22612 | 6.2187
66 | 0.34372 | 0.16634 | -0.34369 | -0.16646 | 2.7226e-05 | -0.00012383 | 0.011199 | 0.011201 | 0.011201 | 0.98429 | -0.22618 | 0.98421 | -0.2267 | 5.3338
67 | 0.15178 | 0.052058 | -0.15178 | -0.053373 | 1.6866e-06 | -0.0013152 | 0.0047063 | 0.004719 | 0.004719 | 0.98422 | -0.22566 | 0.98421 | -0.22564 | 2.145
68 | 0.38082 | 0.18412 | -0.38074 | -0.1844 | 7.8029e-05 | -0.00027999 | 0.012406 | 0.012411 | 0.012411 | 0.98422 | -0.22566 | 0.98401 | -0.22702 | 5.9098
69 | 0.42925 | 0.18263 | -0.42917 | -0.18936 | 7.3315e-05 | -0.0067254 | 0.013681 | 0.01376 | 0.01376 | 0.98428 | -0.22612 | 0.98412 | -0.22499 | 6.2545
70 | 0.15178 | 0.053373 | -0.15175 | -0.071741 | 2.4595e-05 | -0.018368 | 0.004719 | 0.0049241 | 0.0049241 | 0.98421 | -0.22564 | 0.98406 | -0.22472 | 2.2382
71 | 0.15175 | 0.071741 | -0.15169 | -0.073466 | 6.6336e-05 | -0.0017248 | 0.0049241 | 0.0049465 | 0.0049465 | 0.98406 | -0.22472 | 0.98361 | -0.22773 | 2.3555
72 | -0.074783 | -0.036219 | 0.074785 | 0.036037 | 1.6732e-06 | -0.00018176 | 0.0024378 | 0.0024355 | 0.0024378 | 0.98394 | -0.22386 | 0.98396 | -0.22371 | 1.1609
73 | -0.20862 | -0.10086 | 0.20863 | 0.097644 | 8.5357e-06 | -0.0032148 | 0.0067984 | 0.0067579 | 0.0067984 | 0.98396 | -0.22371 | 0.984 | -0.22405 | 3.0902
74 | -0.20863 | -0.097644 | 0.20866 | 0.086766 | 2.8148e-05 | -0.010878 | 0.0067579 | 0.0066288 | 0.0067579 | 0.984 | -0.22405 | 0.98412 | -0.22499 | 3.0718
75 | 0.22051 | 0.10259 | -0.2205 | -0.10679 | 1.2451e-05 | -0.0042027 | 0.0071341 | 0.007187 | 0.007187 | 0.98412 | -0.22499 | 0.98407 | -0.22452 | 3.2668
76 | -0.092484 | -0.044792 | 0.092527 | 0.0416 | 4.2995e-05 | -0.0031916 | 0.0029895 | 0.0029499 | 0.0029895 | 0.99228 | -0.1128 | 0.99276 | -0.10932 | 1.4236
77 | -0.21382 | -0.10035 | 0.21385 | 0.10003 | 2.3829e-05 | -0.0003189 | 0.0068682 | 0.0068641 | 0.0068682 | 0.99276 | -0.10932 | 0.99288 | -0.10849 | 3.2706
78 | -0.21385 | -0.10003 | 0.21388 | 0.086301 | 3.5834e-05 | -0.013728 | 0.0068641 | 0.0067046 | 0.0068641 | 0.99288 | -0.10849 | 0.99304 | -0.10961 | 3.12
79 | -0.7687 | -0.35209 | 0.76892 | 0.35199 | 0.00022323 | -0.00010161 | 0.02465 | 0.024647 | 0.02465 | 0.99015 | -0.18498 | 0.99046 | -0.18267 | 11.7382
80 | 0.66861 | 0.30362 | -0.66707 | -0.30485 | 0.001541 | -0.0012352 | 0.021409 | 0.021436 | 0.021436 | 0.99015 | -0.18498 | 0.98772 | -0.20369 | 10.2074
81 | -0.87715 | -0.4044 | 0.87753 | 0.40432 | 0.00038631 | -7.8635e-05 | 0.028151 | 0.028147 | 0.028151 | 0.99046 | -0.18267 | 0.99092 | -0.17922 | 13.4054
82 | 0.1574 | 0.064488 | -0.15738 | -0.075418 | 1.5884e-05 | -0.010931 | 0.0049713 | 0.0051011 | 0.0051011 | 0.98772 | -0.20369 | 0.98763 | -0.20297 | 2.3187
83 | 0.16059 | 0.076396 | -0.16059 | -0.077775 | 2.144e-06 | -0.0013795 | 0.0051974 | 0.0052149 | 0.0052149 | 0.98772 | -0.20369 | 0.98771 | -0.20357 | 2.3704
84 | 0.34909 | 0.16397 | -0.34906 | -0.16409 | 2.7003e-05 | -0.00012198 | 0.011272 | 0.011274 | 0.011274 | 0.98772 | -0.20369 | 0.98764 | -0.20425 | 5.3684
85 | -0.99156 | -0.45955 | 0.99159 | 0.45912 | 2.5305e-05 | -0.00043099 | 0.031838 | 0.031832 | 0.031838 | 0.99092 | -0.17922 | 0.99094 | -0.17942 | 14.4717
86 | 0.15738 | 0.075418 | -0.15738 | -0.076223 | 1.2032e-06 | -0.00080469 | 0.0051011 | 0.0051113 | 0.0051113 | 0.98763 | -0.20297 | 0.98762 | -0.20291 | 2.3233
87 | 0.34906 | 0.16409 | -0.34905 | -0.1654 | 9.5982e-06 | -0.0013127 | 0.011274 | 0.01129 | 0.01129 | 0.98764 | -0.20425 | 0.98762 | -0.20403 | 5.1319
88 | 1.1892 | 0.56009 | -1.189 | -0.56227 | 0.00018209 | -0.002172 | 0.038089 | 0.038117 | 0.038117 | 0.99624 | -0.024148 | 0.9961 | -0.02289 | 17.3258
89 | 6.6121 | 2.7995 | -6.6073 | -2.7883 | 0.0047993 | 0.011204 | 0.20806 | 0.20808 | 0.20808 | 0.99624 | -0.024148 | 0.99493 | -0.10414 | 16.1302
90 | -7.8013 | -3.3596 | 7.8072 | 3.2836 | 0.0059233 | -0.075953 | 0.24612 | 0.24522 | 0.24612 | 0.99624 | -0.024148 | 0.99703 | -0.019086 | 19.2887
91 | 1.189 | 0.56227 | -1.1888 | -0.56224 | 0.00017239 | 2.9111e-05 | 0.038117 | 0.038118 | 0.038118 | 0.9961 | -0.02289 | 0.99594 | -0.023931 | 18.1513
92 | 6.4341 | 2.7044 | -6.434 | -2.7061 | 9.0851e-05 | -0.0017323 | 0.2025 | 0.20252 | 0.20252 | 0.99493 | -0.10414 | 0.99491 | -0.10424 | 15.8719
93 | -8.3021 | -3.5197 | 8.3069 | 3.4658 | 0.0047561 | -0.053907 | 0.26109 | 0.26045 | 0.26109 | 0.99703 | -0.019086 | 0.99763 | -0.015112 | 20.4612
94 | 0.49494 | 0.23608 | -0.49494 | -0.23656 | 6.888e-06 | -0.00048356 | 0.015877 | 0.015883 | 0.015883 | 0.99703 | -0.019086 | 0.99702 | -0.018968 | 7.2196
95 | -0.99159 | -0.45912 | 0.99322 | 0.45882 | 0.0016344 | -0.00030504 | 0.031832 | 0.031806 | 0.031832 | 0.99094 | -0.17942 | 0.993 | -0.12646 | 9.095
96 | 0.19145 | 0.091948 | -0.19145 | -0.092724 | 1.6819e-06 | -0.0007763 | 0.0061743 | 0.0061841 | 0.0061841 | 0.993 | -0.12646 | 0.99299 | -0.12639 | 2.811
97 | -1.1847 | -0.55076 | 1.1848 | 0.54469 | 0.00012664 | -0.0060698 | 0.03798 | 0.037904 | 0.03798 | 0.993 | -0.12646 | 0.99312 | -0.12513 | 10.4916
98 | -1.3274 | -0.61364 | 1.3275 | 0.61284 | 0.00013884 | -0.00080107 | 0.042506 | 0.042492 | 0.042506 | 0.99312 | -0.12513 | 0.99331 | -0.11413 | 3.2951
99 | 0.14255 | 0.068943 | -0.14255 | -0.069042 | 1.1898e-07 | -9.9034e-05 | 0.0046029 | 0.0046041 | 0.0046041 | 0.99312 | -0.12513 | 0.99312 | -0.12512 | 2.0928
100 | -0.06713 | -0.032512 | 0.06713 | 0.030541 | 5.1871e-07 | -0.001971 | 0.0021675 | 0.0021431 | 0.0021675 | 0.99341 | -0.11233 | 0.99342 | -0.11239 | 0.98522
101 | -0.06713 | -0.030541 | 0.067131 | 0.025683 | 1.2312e-06 | -0.0048582 | 0.0021431 | 0.0020886 | 0.0021431 | 0.99342 | -0.11239 | 0.99343 | -0.1125 | 0.97415
102 | 0.76813 | 0.36002 | -0.76804 | -0.36006 | 9.6043e-05 | -4.5399e-05 | 0.024589 | 0.02459 | 0.02459 | 0.99594 | -0.023931 | 0.99581 | -0.024857 | 11.7095
103 | 0.29765 | 0.14262 | -0.29756 | -0.14323 | 9.2441e-05 | -0.00061258 | 0.0095666 | 0.009575 | 0.009575 | 0.99594 | -0.023931 | 0.99562 | -0.026044 | 4.5595
104 | 0.61025 | 0.28373 | -0.61019 | -0.2864 | 5.778e-05 | -0.0026705 | 0.019509 | 0.019542 | 0.019542 | 0.99581 | -0.024857 | 0.99572 | -0.024098 | 8.8828
105 | 0.15779 | 0.07633 | -0.15778 | -0.076419 | 3.5125e-06 | -8.8169e-05 | 0.0050812 | 0.0050824 | 0.0050824 | 0.99581 | -0.024857 | 0.99579 | -0.025004 | 2.4202
106 | 0.29756 | 0.14323 | -0.29755 | -0.14411 | 4.5482e-06 | -0.00087709 | 0.009575 | 0.0095861 | 0.0095861 | 0.99562 | -0.026044 | 0.9956 | -0.025912 | 4.3573
107 | 0.34905 | 0.1654 | -0.34905 | -0.16611 | 5.1981e-06 | -0.00070928 | 0.01129 | 0.011299 | 0.011299 | 0.98762 | -0.20403 | 0.9876 | -0.2039 | 5.1359
108 | 0.21908 | 0.10317 | -0.21907 | -0.10326 | 7.7207e-06 | -9.5851e-05 | 0.0070783 | 0.0070795 | 0.0070795 | 0.9876 | -0.2039 | 0.98756 | -0.20416 | 3.3712
109 | -0.37259 | -0.18045 | 0.3726 | 0.1794 | 8.624e-06 | -0.0010491 | 0.012034 | 0.01202 | 0.012034 | 0.99311 | -0.10712 | 0.99313 | -0.10732 | 5.4699
110 | -0.3726 | -0.1794 | 0.37268 | 0.16904 | 8.4189e-05 | -0.010367 | 0.01202 | 0.011893 | 0.01202 | 0.99313 | -0.10732 | 0.99334 | -0.10914 | 5.4638
111 | 0.11425 | 0.055255 | -0.11425 | -0.055335 | 1.7226e-06 | -8.0689e-05 | 0.0037098 | 0.0037109 | 0.0037109 | 0.98756 | -0.20416 | 0.98755 | -0.20426 | 1.7671
112 | 0.10482 | 0.04801 | -0.10482 | -0.048154 | 9.352e-08 | -0.00014346 | 0.0033701 | 0.0033718 | 0.0033718 | 0.98756 | -0.20416 | 0.98756 | -0.20415 | 1.5326
113 | 0.10482 | 0.048154 | -0.10482 | -0.050765 | 1.7192e-06 | -0.0026119 | 0.0033718 | 0.0034044 | 0.0034044 | 0.98756 | -0.20415 | 0.98755 | -0.20402 | 1.5475
114 | 0.067132 | 0.025483 | -0.067131 | -0.025683 | 4.9443e-08 | -0.00020018 | 0.0020865 | 0.0020886 | 0.0020886 | 0.99343 | -0.1125 | 0.99343 | -0.1125 | 0.94937
115 | -0.47128 | -0.22122 | 0.47131 | 0.21875 | 3.2055e-05 | -0.0024679 | 0.015128 | 0.015098 | 0.015128 | 0.99343 | -0.1125 | 0.9935 | -0.11305 | 6.8764
116 | -3.0725 | -1.3257 | 3.0728 | 1.2941 | 0.0003735 | -0.031631 | 0.097231 | 0.096868 | 0.097231 | 0.9935 | -0.11305 | 0.99362 | -0.11224 | 7.62
117 | 1.8439 | 0.77223 | -1.8437 | -0.8101 | 0.00016071 | -0.037864 | 0.058086 | 0.058521 | 0.058521 | 0.9935 | -0.11305 | 0.99341 | -0.11361 | 4.5863
118 | 0.75725 | 0.33471 | -0.75698 | -0.34263 | 0.00026342 | -0.0079231 | 0.024056 | 0.024151 | 0.024151 | 0.9935 | -0.11305 | 0.99317 | -0.11054 | 10.9779
119 | -3.0728 | -1.2941 | 3.0729 | 1.2914 | 3.186e-05 | -0.0027095 | 0.096868 | 0.096837 | 0.096868 | 0.99362 | -0.11224 | 0.99363 | -0.11217 | 7.5915
120 | 1.4449 | 0.61768 | -1.4448 | -0.66812 | 0.00013294 | -0.050442 | 0.045664 | 0.046261 | 0.046261 | 0.99341 | -0.11361 | 0.99331 | -0.11413 | 3.6254
121 | 0.39882 | 0.19242 | -0.39881 | -0.19315 | 6.9362e-06 | -0.00073675 | 0.012868 | 0.012877 | 0.012877 | 0.99341 | -0.11361 | 0.99339 | -0.11346 | 5.8532
122 | 0.33138 | 0.1596 | -0.33137 | -0.16049 | 5.7645e-06 | -0.00088712 | 0.010691 | 0.010702 | 0.010702 | 0.99317 | -0.11054 | 0.99315 | -0.11039 | 4.8645
123 | 0.42561 | 0.18303 | -0.42555 | -0.18871 | 5.8835e-05 | -0.0056777 | 0.013466 | 0.013532 | 0.013532 | 0.99317 | -0.11054 | 0.99304 | -0.10961 | 6.1511
124 | -3.1446 | -1.3261 | 3.1447 | 1.3204 | 7.011e-05 | -0.0056914 | 0.09915 | 0.099086 | 0.09915 | 0.99363 | -0.11217 | 0.99366 | -0.11201 | 7.7704
125 | 0.1173 | 0.055288 | -0.1173 | -0.056812 | 1.2334e-06 | -0.0015243 | 0.0037687 | 0.0037878 | 0.0037878 | 0.99331 | -0.11413 | 0.9933 | -0.11404 | 1.7217
126 | 0.21166 | 0.1024 | -0.21166 | -0.10251 | 2.887e-07 | -0.00010886 | 0.0068354 | 0.0068367 | 0.0068367 | 0.99304 | -0.10961 | 0.99304 | -0.1096 | 3.1076
127 | -3.1447 | -1.3204 | 3.1447 | 1.3177 | 3.3188e-05 | -0.0026968 | 0.099086 | 0.099055 | 0.099086 | 0.99366 | -0.11201 | 0.99367 | -0.11194 | 7.7653
128 | -0.19818 | -0.095982 | 0.19819 | 0.095748 | 1.5069e-05 | -0.00023407 | 0.0063986 | 0.0063955 | 0.0063986 | 0.99343 | -0.11106 | 0.99351 | -0.11056 | 3.047
129 | -1.7329 | -0.80562 | 1.7331 | 0.80451 | 0.00020467 | -0.0011116 | 0.055527 | 0.055513 | 0.055527 | 0.99351 | -0.11056 | 0.99362 | -0.11149 | 25.2395
130 | 1.5347 | 0.70987 | -1.5344 | -0.71182 | 0.00027733 | -0.0019445 | 0.049132 | 0.049157 | 0.049157 | 0.99351 | -0.11056 | 0.99334 | -0.10914 | 22.344
131 | -1.8169 | -0.84507 | 1.817 | 0.84456 | 0.00010297 | -0.000506 | 0.058216 | 0.058209 | 0.058216 | 0.99362 | -0.11149 | 0.99367 | -0.11194 | 26.4617
132 | 0.89698 | 0.41459 | -0.89629 | -0.42904 | 0.00068968 | -0.014451 | 0.028717 | 0.028898 | 0.028898 | 0.99334 | -0.10914 | 0.99263 | -0.10286 | 13.1356
133 | 0.26477 | 0.12819 | -0.26477 | -0.12823 | 4.8092e-06 | -4.0488e-05 | 0.008549 | 0.0085496 | 0.0085496 | 0.99334 | -0.10914 | 0.99332 | -0.10926 | 4.0712
134 | -0.23747 | -0.11501 | 0.23747 | 0.11464 | 1.2402e-06 | -0.00037266 | 0.0076651 | 0.0076604 | 0.0076651 | 0.9937 | -0.11152 | 0.99371 | -0.11156 | 3.4841
135 | -0.23747 | -0.11464 | 0.23747 | 0.11391 | 2.4233e-06 | -0.00072948 | 0.0076604 | 0.0076512 | 0.0076604 | 0.99371 | -0.11156 | 0.99372 | -0.11165 | 3.482
136 | -5.5898 | -2.4573 | 5.5917 | 2.4097 | 0.0018986 | -0.047568 | 0.17738 | 0.17682 | 0.17738 | 0.99372 | -0.11165 | 0.99407 | -0.10956 | 13.9014
137 | 0.32131 | 0.15509 | -0.32131 | -0.15551 | 2.5891e-06 | -0.00042468 | 0.010364 | 0.01037 | 0.01037 | 0.99372 | -0.11165 | 0.99371 | -0.11158 | 4.7135
138 | 5.031 | 2.1883 | -5.0309 | -2.191 | 8.4797e-05 | -0.0026329 | 0.15938 | 0.15941 | 0.15941 | 0.99372 | -0.11165 | 0.9937 | -0.11175 | 12.4929
139 | 0.38575 | 0.18324 | -0.38573 | -0.18584 | 2.293e-05 | -0.0026057 | 0.01242 | 0.012453 | 0.012453 | 0.99263 | -0.10286 | 0.99257 | -0.10236 | 5.6603
140 | 0.51054 | 0.2458 | -0.51051 | -0.24725 | 2.2505e-05 | -0.0014521 | 0.016479 | 0.016497 | 0.016497 | 0.99263 | -0.10286 | 0.99258 | -0.10248 | 7.4987
141 | 0.38573 | 0.18584 | -0.38572 | -0.18681 | 8.5848e-06 | -0.00097195 | 0.012453 | 0.012465 | 0.012465 | 0.99257 | -0.10236 | 0.99255 | -0.10217 | 5.6659
142 | -0.16082 | -0.077891 | 0.16084 | 0.077536 | 1.4579e-05 | -0.00035469 | 0.0051713 | 0.0051668 | 0.0051713 | 0.99751 | -0.028822 | 0.9976 | -0.028219 | 2.4625
143 | -0.31054 | -0.15004 | 0.31055 | 0.14894 | 6.1592e-06 | -0.0011004 | 0.0099799 | 0.0099661 | 0.0099799 | 0.9976 | -0.028219 | 0.99762 | -0.02839 | 4.5363
144 | -8.3069 | -3.4658 | 8.3075 | 3.4586 | 0.00063501 | -0.0072235 | 0.26045 | 0.26037 | 0.26045 | 0.99763 | -0.015112 | 0.99771 | -0.014566 | 20.4114
145 | -8.7985 | -3.6963 | 8.7988 | 3.6934 | 0.00028742 | -0.0028907 | 0.27613 | 0.27609 | 0.27613 | 0.99771 | -0.014566 | 0.99775 | -0.014338 | 21.6399
146 | 0.39173 | 0.18969 | -0.39172 | -0.18972 | 9.2987e-06 | -3.3281e-05 | 0.012593 | 0.012594 | 0.012594 | 0.99771 | -0.014566 | 0.99769 | -0.014722 | 5.997
147 | 0.1831 | 0.088582 | -0.18309 | -0.088677 | 5.1058e-06 | -9.529e-05 | 0.0058824 | 0.0058836 | 0.0058836 | 0.99819 | -0.022023 | 0.99816 | -0.022207 | 2.8017
148 | -3.8662 | -1.7551 | 3.8666 | 1.7558 | 0.00043621 | 0.00072643 | 0.12279 | 0.12279 | 0.12279 | 0.99819 | -0.022023 | 0.9984 | -0.010045 | 9.5187
149 | -13.8376 | -5.9605 | 13.8587 | 5.8815 | 0.021187 | -0.078944 | 0.43564 | 0.4346 | 0.43564 | 0.9984 | -0.010045 | 1 | 0 | 34.1408
150 | 0.30467 | 0.14744 | -0.30466 | -0.14749 | 7.6862e-06 | -4.8782e-05 | 0.0097864 | 0.0097871 | 0.0097871 | 0.9984 | -0.010045 | 0.99837 | -0.010212 | 4.6605
151 | 9.6663 | 4.0572 | -9.6642 | -4.0746 | 0.0021068 | -0.017388 | 0.30311 | 0.30332 | 0.30332 | 0.9984 | -0.010045 | 0.99817 | -0.011556 | 23.7711
152 | 6.2478 | 2.5003 | -6.2472 | -2.4989 | 0.00064049 | 0.0014595 | 0.19427 | 0.19427 | 0.19427 | 1 | 0 | 0.99982 | -0.01159 | 15.0596
153 | 0.30466 | 0.14749 | -0.30466 | -0.14755 | 3.5745e-07 | -6.641e-05 | 0.0097871 | 0.0097879 | 0.0097879 | 0.99837 | -0.010212 | 0.99837 | -0.010201 | 4.449
154 | 9.2818 | 3.8896 | -9.2791 | -3.9136 | 0.0026709 | -0.024014 | 0.29105 | 0.29134 | 0.29134 | 0.99817 | -0.011556 | 0.99787 | -0.013556 | 22.8321
155 | 0.38238 | 0.18499 | -0.38238 | -0.18519 | 1.7425e-06 | -0.00020518 | 0.012285 | 0.012287 | 0.012287 | 0.99817 | -0.011556 | 0.99816 | -0.011517 | 5.5852
156 | 0.20037 | 0.093899 | -0.20037 | -0.095836 | 4.4904e-06 | -0.0019362 | 0.0064069 | 0.0064309 | 0.0064309 | 0.99702 | -0.018968 | 0.997 | -0.018783 | 2.9231
157 | 0.20037 | 0.095836 | -0.20036 | -0.09704 | 2.8103e-06 | -0.0012044 | 0.0064309 | 0.0064461 | 0.0064461 | 0.997 | -0.018783 | 0.99699 | -0.018662 | 2.93
158 | -8.8895 | -3.7374 | 8.8896 | 3.7362 | 0.00011688 | -0.00115 | 0.279 | 0.27899 | 0.279 | 0.99775 | -0.014338 | 0.99776 | -0.014247 | 21.8655
159 | -0.22453 | -0.10874 | 0.22453 | 0.10871 | 2.4915e-06 | -3.0073e-05 | 0.0072332 | 0.0072328 | 0.0072332 | 0.99566 | -0.023682 | 0.99567 | -0.023609 | 3.4444
160 | -0.22453 | -0.10871 | 0.22454 | 0.10702 | 5.0008e-06 | -0.0016985 | 0.0072328 | 0.0072114 | 0.0072328 | 0.99567 | -0.023609 | 0.99569 | -0.023799 | 3.2876
161 | 0.30357 | 0.14326 | -0.30356 | -0.14529 | 1.0848e-05 | -0.0020226 | 0.0097318 | 0.009757 | 0.009757 | 0.99572 | -0.024098 | 0.99569 | -0.023799 | 4.435
162 | 0.30662 | 0.14314 | -0.30659 | -0.14842 | 2.8897e-05 | -0.0052797 | 0.0098104 | 0.0098762 | 0.0098762 | 0.99572 | -0.024098 | 0.99564 | -0.02331 | 4.4892
163 | 0.30659 | 0.14842 | -0.30658 | -0.14848 | 1.0623e-05 | -6.5677e-05 | 0.0098762 | 0.0098771 | 0.0098771 | 0.99564 | -0.02331 | 0.9956 | -0.023539 | 4.7034
164 | -0.29107 | -0.14097 | 0.29107 | 0.14096 | 2.4542e-06 | -1.6907e-05 | 0.0093891 | 0.0093889 | 0.0093891 | 0.99435 | -0.10628 | 0.99436 | -0.10623 | 4.471
165 | -0.29107 | -0.14096 | 0.29111 | 0.13444 | 3.2255e-05 | -0.0065184 | 0.0093889 | 0.0093079 | 0.0093889 | 0.99436 | -0.10623 | 0.99446 | -0.10714 | 4.2677
166 | 0.19878 | 0.096195 | -0.19877 | -0.09627 | 4.8267e-06 | -7.4796e-05 | 0.0064103 | 0.0064113 | 0.0064113 | 0.99446 | -0.10714 | 0.99444 | -0.1073 | 3.053
167 | -6.4313 | -2.759 | 6.434 | 2.7061 | 0.0027808 | -0.052829 | 0.20314 | 0.20252 | 0.20314 | 0.99446 | -0.10714 | 0.99491 | -0.10424 | 15.9202
168 | 5.9414 | 2.5283 | -5.9391 | -2.5779 | 0.0022263 | -0.049543 | 0.18743 | 0.18802 | 0.18802 | 0.99446 | -0.10714 | 0.99407 | -0.10956 | 14.7349
169 | 0.34746 | 0.16814 | -0.34745 | -0.16828 | 1.0301e-06 | -0.00014456 | 0.011209 | 0.011211 | 0.011211 | 0.99407 | -0.10956 | 0.99407 | -0.10953 | 5.096
170 | 0.32131 | 0.15551 | -0.3213 | -0.15561 | 6.3417e-07 | -0.00010395 | 0.01037 | 0.010371 | 0.010371 | 0.99371 | -0.11158 | 0.99371 | -0.11156 | 4.7141
171 | 4.9618 | 2.1575 | -4.9618 | -2.1603 | 8.7022e-05 | -0.0027793 | 0.15718 | 0.15721 | 0.15721 | 0.9937 | -0.11175 | 0.99368 | -0.11186 | 12.3208
172 | -4.9617 | -2.1623 | 4.9618 | 2.1603 | 6.2918e-05 | -0.0020087 | 0.15724 | 0.15721 | 0.15724 | 0.99367 | -0.11194 | 0.99368 | -0.11186 | 12.3227
173 | 9.2007 | 3.878 | -9.1999 | -3.8858 | 0.00085537 | -0.007818 | 0.28885 | 0.28894 | 0.28894 | 0.99787 | -0.013556 | 0.99777 | -0.014194 | 22.6442
174 | 0.078419 | 0.035629 | -0.078418 | -0.037128 | 5.2646e-07 | -0.0014989 | 0.0024918 | 0.00251 | 0.00251 | 0.99787 | -0.013556 | 0.99786 | -0.013503 | 1.1409
175 | 8.8897 | 3.7356 | -8.8896 | -3.7362 | 6.6776e-05 | -0.00065709 | 0.27898 | 0.27899 | 0.27899 | 0.99777 | -0.014194 | 0.99776 | -0.014247 | 21.8644
176 | 0.078418 | 0.037128 | -0.078418 | -0.03798 | 3.0248e-07 | -0.0008513 | 0.00251 | 0.0025207 | 0.0025207 | 0.99786 | -0.013503 | 0.99786 | -0.01347 | 1.1458

## res_trafo
| p_hv_mw | q_hv_mvar | p_lv_mw | q_lv_mvar | pl_mw | ql_mvar | i_hv_ka | i_lv_ka | vm_hv_pu | va_hv_degree | vm_lv_pu | va_lv_degree | loading_percent
0 | 2.6518e-14 | 1.7507e-14 | 0.013999 | 0.0105 | 0.013999 | 0.0105 | 1.6678e-16 | 0.00050517 | 0.99997 | 149.9981 | 1 | 0 | 0.069998

## res_ext_grid
| p_mw | q_mvar
0 | 20.1206 | 8.3924

## res_load
| p_mw | q_mvar
0 | 0.37277 | 0.18054
1 | 0.17199 | 0.0833
2 | 0.36593 | 0.17723
3 | 0.058484 | 0.028325
4 | 0.26494 | 0.12831
5 | 0.23163 | 0.11218
6 | 0.16195 | 0.078435
7 | 0.28639 | 0.1387
8 | 0.32238 | 0.15614
9 | 0.20444 | 0.099017
10 | 0.064153 | 0.031071
11 | 0.26155 | 0.12668
12 | 0.19833 | 0.096053
13 | 0.13532 | 0.065539
14 | 0.11251 | 0.054491
15 | 0.228 | 0.11042
16 | 0.34694 | 0.16803
17 | 0.33141 | 0.16051
18 | 0.27688 | 0.1341
19 | 0.32346 | 0.15666
20 | 0.13525 | 0.065504
21 | 0.069876 | 0.033843
22 | 0.19262 | 0.09329
23 | 0.35804 | 0.17341
24 | 0.18176 | 0.088032
25 | 0.087367 | 0.042314
26 | 0.22618 | 0.10954
27 | 0.41462 | 0.20081
28 | 0.28318 | 0.13715
29 | 0.15587 | 0.07549
30 | 0.29856 | 0.1446
31 | 0.37517 | 0.1817
32 | 0.11722 | 0.056771
33 | 0.34369 | 0.16646
34 | 0.38074 | 0.1844
35 | 0.15169 | 0.073466
36 | 0.074783 | 0.036219
37 | 0.13384 | 0.064822
38 | 0.2205 | 0.10679
39 | 0.092484 | 0.044792
40 | 0.1213 | 0.058747
41 | 0.10008 | 0.048472
42 | 0.10823 | 0.052416
43 | 0.11403 | 0.055227
44 | 0.16059 | 0.077775
45 | 0.17315 | 0.083859
46 | 0.19145 | 0.092724
47 | 0.06713 | 0.032512
48 | 0.12305 | 0.059598
49 | 0.12996 | 0.062944
50 | 0.37259 | 0.18045
51 | 0.15738 | 0.076223
52 | 0.11425 | 0.055335
53 | 0.10482 | 0.050765
54 | 0.40414 | 0.19574
55 | 0.071756 | 0.034753
56 | 0.39881 | 0.19315
57 | 0.1173 | 0.056812
58 | 0.33137 | 0.16049
59 | 0.14255 | 0.069042
60 | 0.21166 | 0.10251
61 | 0.19818 | 0.095982
62 | 0.083747 | 0.040561
63 | 0.23747 | 0.11501
64 | 0.26477 | 0.12823
65 | 0.51051 | 0.24725
66 | 0.38572 | 0.18681
67 | 0.16082 | 0.077891
68 | 0.1497 | 0.072503
69 | 0.38955 | 0.18867
70 | 0.099246 | 0.048067
71 | 0.18309 | 0.088677
72 | 0.29457 | 0.14267
73 | 0.20036 | 0.09704
74 | 0.090715 | 0.043935
75 | 0.39172 | 0.18972
76 | 0.22453 | 0.10874
77 | 0.079021 | 0.038271
78 | 0.30658 | 0.14848
79 | 0.29107 | 0.14097
80 | 0.06909 | 0.033462
81 | 0.34745 | 0.16828
82 | 0.3213 | 0.15561
83 | 0.19877 | 0.09627
84 | 0.22965 | 0.11122
85 | 0.15778 | 0.076419
86 | 0.29755 | 0.14411
87 | 0.30466 | 0.14755
88 | 0.38238 | 0.18519
89 | 0.31018 | 0.15023
90 | 0.078418 | 0.03798

## dtypes
| element | column | dtype
0 | bus | name | object
1 | bus | vn_kv | float64
2 | bus | type | object
3 | bus | zone | object
4 | bus | in_service | bool
5 | load | name | object
6 | load | bus | uint32
7 | load | p_mw | float64
8 | load | q_mvar | float64
9 | load | const_z_percent | float64
10 | load | const_i_percent | float64
11 | load | sn_mva | float64
12 | load | scaling | float64
13 | load | in_service | bool
14 | load | type | object
15 | ext_grid | name | object
16 | ext_grid | bus | uint32
17 | ext_grid | vm_pu | float64
18 | ext_grid | va_degree | float64
19 | ext_grid | slack_weight | float64
20 | ext_grid | in_service | bool
21 | line | name | object
22 | line | std_type | object
23 | line | from_bus | uint32
24 | line | to_bus | uint32
25 | line | length_km | float64
26 | line | r_ohm_per_km | float64
27 | line | x_ohm_per_km | float64
28 | line | c_nf_per_km | float64
29 | line | g_us_per_km | float64
30 | line | max_i_ka | float64
31 | line | df | float64
32 | line | parallel | uint32
33 | line | type | object
34 | line | in_service | bool
35 | trafo | name | object
36 | trafo | std_type | object
37 | trafo | hv_bus | uint32
38 | trafo | lv_bus | uint32
39 | trafo | sn_mva | float64
40 | trafo | vn_hv_kv | float64
41 | trafo | vn_lv_kv | float64
42 | trafo | vk_percent | float64
43 | trafo | vkr_percent | float64
44 | trafo | pfe_kw | float64
45 | trafo | i0_percent | float64
46 | trafo | shift_degree | float64
47 | trafo | tap_side | object
48 | trafo | tap_neutral | int32
49 | trafo | tap_min | int32
50 | trafo | tap_max | int32
51 | trafo | tap_step_percent | float64
52 | trafo | tap_step_degree | float64
53 | trafo | tap_pos | int32
54 | trafo | tap_phase_shifter | bool
55 | trafo | parallel | uint32
56 | trafo | df | float64
57 | trafo | in_service | bool
58 | bus_geodata | x | float64
59 | bus_geodata | y | float64
60 | bus_geodata | coords | object
61 | res_bus | vm_pu | float64
62 | res_bus | va_degree | float64
63 | res_bus | p_mw | float64
64 | res_bus | q_mvar | float64
65 | res_line | p_from_mw | float64
66 | res_line | q_from_mvar | float64
67 | res_line | p_to_mw | float64
68 | res_line | q_to_mvar | float64
69 | res_line | pl_mw | float64
70 | res_line | ql_mvar | float64
71 | res_line | i_from_ka | float64
72 | res_line | i_to_ka | float64
73 | res_line | i_ka | float64
74 | res_line | vm_from_pu | float64
75 | res_line | va_from_degree | float64
76 | res_line | vm_to_pu | float64
77 | res_line | va_to_degree | float64
78 | res_line | loading_percent | float64
79 | res_trafo | p_hv_mw | float64
80 | res_trafo | q_hv_mvar | float64
81 | res_trafo | p_lv_mw | float64
82 | res_trafo | q_lv_mvar | float64
83 | res_trafo | pl_mw | float64
84 | res_trafo | ql_mvar | float64
85 | res_trafo | i_hv_ka | float64
86 | res_trafo | i_lv_ka | float64
87 | res_trafo | vm_hv_pu | float64
88 | res_trafo | va_hv_degree | float64
89 | res_trafo | vm_lv_pu | float64
90 | res_trafo | va_lv_degree | float64
91 | res_trafo | loading_percent | float64
92 | res_ext_grid | p_mw | float64
93 | res_ext_grid | q_mvar | float64
94 | res_load | p_mw | float64
95 | res_load | q_mvar | float64

## parameters
| version | format_version | converged | OPF_converged | name | f_hz | sn_mva
0 | 2.14.6 | 2.14.0 | TRUE | FALSE |  | 50 | 1